## GUIDE
ID: | CSV
City: | Crossville
Airport: | Crossville Memorial-Whitson Field
Project Description: | Runway 26 PAPI Replacement
TAD #: | 18-555-0154-22
Bid Date: | 2022-03-17
County: | Cumberland
Grand Division: | East
BASE BID (Runway 26 PAPI Replacement) |  |  |  |  | ENGINEER'S ESTIMATE |  | STANSELL ELECTRIC COMPANY, INC. |  | SOUTHEAST SITE SERVICES, LLC
ITEM NO. | SPEC NO. | DESCRIPTION | UNIT | ESTIMATED QUANTITY | UNIT COST | EXTENDED TOTAL | UNIT COST2 | EXTENDED TOTAL2 | UNIT COST3 | EXTENDED TOTAL3
1 | C-105-6.1 | Mobilization | LS | 1 | 15000 | 15000 | 13200 | 13200 | 11000 | 11000
2 | L-100-5.1 | Electrical Demolition | LS | 1 | 5000 | 5000 | 7690 | 7690 | 8000 | 8000
3 | L-125-5.1 | L-880(L) LED, Style A, Class I, Precision Apporach Path Indicator (4-Box) with Connections | LS | 1 | 115000 | 115000 | 68715 | 68715 | 108025 | 108025
|  |  |  | TOTALS |  | 135000 |  | 89605 |  | 127025
RETURN TO INDEX
Creating the "Return to Index" Button
1. Insert your favorite shape and customize to your heart's content.
(Hold Alt while adjusting size or position to lock edges to nearest cells, this ensures shapes will be uniform. I used it for these text boxes too!)
2. Right-Click the shape and select "Link" in the drop-down menu.
3. Select "Place in This Document" and choose your favorite sheet and cell!
(Follow these steps for creating the links to each sheet in the INDEX as well!)
Using the "VLOOKUP" Function to Autofill Airport Information
1. Set up a standardized location and format for airport data on each bid tab sheet. Each bid tab must include:
ID, City, Airport, Project Description, TAD #, Bid Date, County, and Grand Division
(I just copied last year's format!)
2. Reveal the hidden "DATA" sheet used to autofill airport data by right-clicking any sheet below and selecting "Unhide" from the drop-down menu. Copy "DATA" to your workbook.
(The "DATA" sheet holds the County, City, Airport, and Grand Division associated with each Airport ID)
3. Fill in a cell with the Airport ID for a given bid tab.
("VLOOKUP" will reference the ID in this cell to find the name and location of the airport given in "DATA".)
4. Choose a cell to display the airport's city, then enter the VLOOKUP function to autofill the cell with the airport's city.
=VLOOKUP(lookup_value, table_array, col_index_num)
lookup_value is the cell holding the airport ID.
table_array is the area VLOOKUP searches. (go to "DATA" and select the entire table excluding headers.)
col_index_num is the specific column VLOOKUP searches. (for City, enter 3 because the city info in "DATA" is located in column 3.)
5. Repeat step 4 for the Airport, County, and Grand Division!
(For each VLOOKUP, only the col_index_num should change.)
Potentially Useful Table Formatting Tips
1. Insert data into a table to add sorting options and filters. Customize!
(Ensure data is easy to read. I chose this table specifically for the bold heading, light color, and high constrast between rows.)
2. Merge cells to create headers spanning multiple columns. Select the cells to merge, then select "Merge and Center" in the "Alignment" section under the "Home" tab.
3. Edit cell borders using the box icon in the "Font" section under the "Home" tab.
4. Adjust row height and column width for the entire sheet by selecting the arrow in the top-left corner of the worksheet and clicking "Format" in the "Cells" section under the "Home" tab.
(Adjust single rows and columns by double-clicking between them on the edges of the worksheet.)
5. Improve upon my design, look for ways to beat me!
Bid Tabulations Formatting Guide

## DATA (hidden)
ID | County | City | Airport | G. Div.
0A3 | Dekalb | Smithville | Smithville Municipal | Middle
0A4 | Washington | Johnson City | Johnson City | East
0A9 | Carter | Elizabethton | Elizabethton Municipal | East
0M2 | Lake | Tiptonville | Reelfoot Lake | West
0M3 | Lewis | Hohenwald | John A. Baker Field | Middle
0M4 | Benton | Camden | Benton County | West
0M5 | Humphreys | Waverly | Humphreys County | Middle
1A0 | Hamilton | Chattanooga | Dallas Bay Skypark | East
1A3 | Polk | Copperhill | Martin Campbell Field | East
1A7 | Jackson | Gainesboro | Jackson County | Middle
1M5 | Sumner | Portland | Portland Municipal | Middle
2A0 | Rhea | Dayton | Mark Anton Airport | East
2A1 | Fentress | Jamestown | Jamestown Municipal | Middle
2M2 | Lawrence | Lawrenceburg | Lawrenceburg-Lawrence County | Middle
2M8 | Shelby | Millington | Charles W. Baker | West
3A2 | Claiborne | Tazewell | New Tazewell Municipal | East
3M7 | Macon | Lafayette | Lafayette Municipal | Middle
50M | Bedford | Eagleville | Puckett | Middle
54M | Fayette | Rossville | Wolf River | West
6A4 | Johnson | Mountain City | Johnson County | East
8A3 | Overton | Livingston | Livingston Municipal | Middle
92A | Polk | Benton | Chilhowee Gliderport | East
APT | Marion | Jasper | Marion County-Brown Field | East
BGF | Franklin | Winchester | Winchester Municipal | Middle
BNA | Davidson | Nashville | Nashville International | Middle
CHA | Hamilton | Chattanooga | Lovell Field | East
CKV | Montgomery | Clarksville | Outlaw Field | Middle
CSV | Cumberland | Crossville | Crossville Memorial-Whitson Field | East
DKX | Knox | Knoxville | Knoxville Downtown Island | East
DYR | Dyer | Dyersburg | Dyersburg Regional Airport | West
FGU | Hamilton | Collegedale | Collegedale Municipal | East
FYE | Fayette | Somerville | Fayette County | West
FYM | Lincoln | Fayetteville | Fayetteville Municipal | Middle
GCY | Greene | Greeneville | Greeneville-Greene County Municipal | East
GHM | Hickman | Centerville | Centerville Municipal | Middle
GKT | Sevier | Sevierville | Gatlinburg-Pigeon Forge | East
GZS | Giles | Pulaski | Abernathy Field | Middle
HZD | Carroll | Huntingdon | Carroll County | West
JAU | Campbell | Jacksboro | Campbell County | East
JWN | Davidson | Nashville | John C. Tune | Middle
LUG | Marshall | Lewisburg | Ellington | Middle
M01 | Shelby | Memphis | General Dewitt Spain | West
M02 | Dickson | Dickson | Dickson Municipal | Middle
M04 | Tipton | Covington | Covington Municipal | West
M08 | Hardeman | Bolivar | William L. Whitehurst Field | West
M15 | Perry | Linden | James Tucker Airport | Middle
M29 | Wayne | Clifton | Hassell Field | Middle
M31 | Lauderdale | Halls | Arnold Field | West
M53 | Gibson | Humboldt | Humboldt Municipal | West
M54 | Wilson | Lebanon | Lebanon Municipal | Middle
M91 | Robertson | Springfield | Springfield-Robertson County | Middle
M93 | Houston | Mckinnon | Houston County | Middle
MBT | Rutherford | Murfreesboro | Murfreesboro Municipal | Middle
MEM | Shelby | Memphis | Memphis International | West
MKL | Madison | Jackson | McKellar-Sipes Regional | West
MMI | Mcminn | Athens | Mcminn County | East
MNV | Monroe | Madisonville | Monroe County | East
MOR | Hamblen | Morristown | Moore-Murrell Field | East
MQY | Rutherford | Smyrna | Smyrna Airport | Middle
MRC | Maury | Columbia/Mount Pleasant | Maury County | Middle
NQA | Shelby | Millington | Millington Regional Jetport | West
PHT | Henry | Paris | Henry County | West
PVE | Henderson | Lexington-Parsons | Beech River Regional | West
RKW | Morgan | Rockwood | Rockwood Municipal | East
RNC | Warren | Mcminnville | Warren County Memorial | Middle
RVN | Hawkins | Rogersville | Hawkins County | East
RZR | Bradley | Cleveland | Cleveland Regional Jetport | East
SCX | Scott | Oneida | Scott Municipal | East
SNH | Hardin | Savannah | Savannah-Hardin County | West
SRB | White | Sparta | Upper Cumberland Regional | Middle
SYI | Bedford | Shelbyville | Bomar Field-Shelbyville Municipal | Middle
SZY | Mcnairy | Selmer | Robert Sibley | West
TGC | Gibson | Trenton | Gibson County | West
THA | Coffee | Tullahoma | Tullahoma Regional/Wm Northern Field | Middle
TRI | Sullivan | Bristol/Johnson/Kingsport | Tri-Cities Regional | East
TYS | Blount | Knoxville | Mcghee Tyson | East
UCY | Obion | Union City | Everett-Stewart Regional | West
UOS | Franklin | Sewanee | Franklin County | Middle
XNX | Sumner | Gallatin | Music City Executive | Middle

## INDEX
ID and Link to Sheet | City | Airport | Project Description | TAD # | Awarded Contractor
0A3 | Smithville | Smithville Municipal | Runway 6-24 Obstruction Removal | 21-555-0551-23 | GBR Construction & Landscaping, LLC
1A7 | Gainesboro | Jackson County | T-Hangar and Apron Project | ??? | ???
2M2 | Lawrenceburg | Lawrenceburg-Lawrence County | Runway 17 Approach Clearing | 50-555-0182-23 | Doss Brothers, Inc.
FYE | Somerville | Fayette County | T- Hangar Apron Expansion | 24-555-0153-23 | Bluff City Construction Co. LLC
JWN | Nashville | John C. Tune | Terminal Parking Lot Expansion | ??? | Rogers Group, Inc.
LUG | Lewisburg | Ellington | Security Fencing Project | 59-555-0159-23 | McCall Commercial Fencing, Inc.
M54 | Lebanon | Lebanon Municipal | Taxiway Edge Lighting and Runway 1-19 PAPI Replacement | 95-555-0784-24 | ???
M91 | Springfield | Springfield-Robertson County | Above Ground Fueling System & Apron Expansion Project | 74-555-0780-24 | TPM, Inc.
MKL | Jackson | McKellar-Sipes Regional | Airfield Sign Replacement | 57-555-0748-23 | Guardian Electric
MKL(2) | Jackson | McKellar-Sipes Regional | 100' Runway Reconstruction - Combined | 57-555-0551-23 | Ford Construction Company
MKL(3) | Jackson | McKellar-Sipes Regional | Air Traffic Control Tower Upgrades | 57-555-0554-23 | Grinder-Taber-Grinder
MKL(4) | Jackson | McKellar-Sipes Regional | Corporate Hangar Access & Security Fencing | ??? | ???
MQY | Smyrna | Smyrna Airport | Rwy 1-19 Reconstruction and RSA Improvements with MIRLs | 75-555-0779-23 | Vulcan Construction Materials, LLC
UCY | Union City | Everett-Stewart Regional | Corporate Hangar Access Road | 66-555-0793-23 | Union City Paving LLC
XNX | Gallatin | Music City Executive | Midfield Apron Expansion | 83-555-0140-23 | Rogers Group, Inc.
Bid Tabulations Disclaimer: These spreadsheets include Bid Tabulations for various airport improvement projects that were received within the 2023 calendar year. The Bid Tabulations were collected from airport consultants and do not represent all airport improvement projects conducted in the State during each calendar year. The Bid Tabulations shall serve as historical record only. The Aeronautics Division makes no commitment or guarantee that estimates based on these historical prices will suffice as the Engineer’s Estimate nor result in award of any contract.
Unit prices are specific to each contract and can vary widely depending on various factors. When developing an Opinion of Probable Cost for a project, it is recommended to develop cost-based estimates which include all costs for material, labor, supplies, equipment, subcontracts, overhead, markup, contract bonding, permitting, and taxes which are reasonably required to complete the work.
Right-click any sheet below and unhide "GUIDE" sheet for Bid Tabulations Formatting Guide.

## 0A3
ID: | 0A3
City: | Smithville
Airport: | Smithville Municipal
Project Description: | Runway 6-24 Obstruction Removal
TAD #: | 21-555-0551-23
Bid Date: | 2023-03-16
County: | Dekalb
Grand Division: | Middle
BASE BID |  |  |  |  | ENGINEER'S ESTIMATE |  | TRIDENS BUILDERS, LLC |  | GBR CONSTRUCTION AND LANDSCAPING, LLC |  | SOUTHEAST MOWING, LLC
ITEM NO. | SPEC. NO. | DESCRIPTION | UNIT | ESTIMATED QUANTITY | UNIT COST | EXTENDED TOTAL | UNIT COST2 | EXTENDED TOTAL2 | UNIT COST3 | EXTENDED TOTAL3 | UNIT COST4 | EXTENDED TOTAL4
1 | C-102 | Installation and Removal of Silt Fence | LFT | 1600 | 8.5 | 13600 | 5 | 8000 | 14 | 22400 | 6.25 | 10000
2 | C-105 | Mobilization | LS | 1 | 28960 | 28960 | 24000 | 24000 | 20000 | 20000 | 22500 | 22500
3 | P-151-4.1A | Tree Clearing (Parcel #4) | LS | 1 | 127500 | 127500 | 22500 | 22500 | 85000 | 85000 | 71500 | 71500
4 | P-151-4.1B | Tree Clearing (Parcel #10) | LS | 1 | 9000 | 9000 | 5625.5 | 5625.5 | 1200 | 1200 | 9000 | 9000
5 | P-151-4.1C | Tree Clearing (Parcel #12) | LS | 1 | 13500 | 13500 | 62500 | 62500 | 27675 | 27675 | 35200 | 35200
6 | P-151-4.1D | Tree Clearing (Parcel #13) | LS | 1 | 33000 | 33000 | 16875 | 16875 | 28350 | 28350 | 16500 | 16500
7 | P-151-4.1E | Tree Clearing (Parcel #22) | LS | 1 | 12000 | 12000 | 11250 | 11250 | 14000 | 14000 | 16500 | 16500
8 | P-151-4.1F | Tree Clearing (Parcel #26) | LS | 1 | 3000 | 3000 | 2812.5 | 2812.5 | 5000 | 5000 | 5000 | 5000
9 | P-151-4.1G | Tree Clearing (Parcel #29) | LS | 1 | 9000 | 9000 | 11250 | 11250 | 10500 | 10500 | 19250 | 19250
10 | P-151-4.1H | Tree Clearing (Parcel #30) | LS | 1 | 9000 | 9000 | 11250 | 11250 | 18000 | 18000 | 20000 | 20000
11 | P-151-4.1I | Tree Clearing (Parcel #33) | LS | 1 | 12000 | 12000 | 5625 | 5625 | 16000 | 16000 | 10000 | 10000
12 | P-151-4.1J | Tree Clearing (Parcel #42) | LS | 1 | 3000 | 3000 | 2812.5 | 2812.5 | 4500 | 4500 | 3000 | 3000
13 | P-151-4.3K | Remove Tree (1"-12" Butt Diameter, Undistributed) | EA | 5 | 2000 | 10000 | 600 | 3000 | 500 | 2500 | 500 | 2500
14 | P-151-4.3L | Remove Tree (13"-24" Butt Diameter, Undistributed) | EA | 5 | 3000 | 15000 | 1800 | 9000 | 1000 | 5000 | 1750 | 8750
15 | P-151-4.3M | Remove Tree (25"-36" Butt Diameter, Undistributed) | EA | 5 | 4000 | 20000 | 2800 | 14000 | 1500 | 7500 | 5000 | 25000
|  |  | BASE BID TOTAL |  |  | 318560 |  | 210500.5 |  | 267625 |  | 274700
RETURN TO INDEX

## 1A7
ID: | 1A7
City: | Gainesboro
Airport: | Jackson County
Project Description: | T-Hangar and Apron Project
TAD #:
Bid Date: | 2023-10-12
County: | Jackson
Grand Division: | Middle
BASE BID (Schedule No. 1 - Site Prep) |  |  |  |  | ENGINEER'S ESTIMATE |  | JAVE, LLC |  | PHOENIX COMMERICAL BUILDERS |  | J&S CONSTRUCTION COMPANY |  | CLEARY CONSTRUCTION, INC.
ITEM NO. | SPEC. NO. | DESCRIPTION | UNIT | ESTIMATED QUANTITY | UNIT COST | EXTENDED TOTAL | UNIT COST | EXTENDED TOTAL | UNIT COST | EXTENDED TOTAL | UNIT COST | EXTENDED TOTAL | UNIT COST | EXTENDED TOTAL
1 | C-100-1 | CONTRACTOR QC PROGRAM AND TESTING | LS | 1 | 10000 | 10000 | 67750 | 67750 | 53000 | 53000 | 62000 | 62000 | 100000 | 100000
2 | C-102-1 | EROSION CONTROL - STRAW WATTLE | LF | 300 | 4 | 1200 | 8.5 | 2550 | 12 | 3600 | 14 | 4200 | 11 | 3300
3 | C-102-2 | EROSION CONTROL - SILT FENCE | LF | 3000 | 3 | 9000 | 2.5 | 7500 | 8.25 | 24750 | 9 | 27000 | 7.7 | 23100
4 | C-102-3 | EROSION CONTROL - BLANKET | SY | 1300 | 8 | 10400 | 2 | 2600 | 3 | 3900 | 4 | 5200 | 2.7 | 3510
5 | C-105-1 | MOBILIZATION / DEMOBILIZATION | LS | 1 | 71667 | 71667 | 92000 | 92000 | 82000 | 82000 | 118000 | 118000 | 138000 | 138000
6 | C-105-2 | CONSTRUCTION STAKING | LS | 1 | 37600 | 37600 | 15000 | 15000 | 35000 | 35000 | 49000 | 49000 | 21000 | 21000
7 | C-105-3 | LOW PROFILE BARRICADES | LS | 1 | 2535 | 2535 | 1500 | 1500 |  | 0 | 36000 | 36000 | 9200 | 9200
8 | C-105-4 | CONSTRUCTION EXIT AND HAUL ROUTE | LS | 1 | 7365 | 7365 | 12000 | 12000 | 30000 | 30000 | 49000 | 49000 | 45600 | 45600
9 | C-105-5 | HIGH VISIBILITY CONSTRUCTION FENCE | LF | 200 | 11 | 2200 | 5 | 1000 | 14 | 2800 | 18 | 3600 | 3.75 | 750
10 | P-151-1 | CLEARING AND GRUBBING | AC | 0.5 | 15000 | 7500 | 6000 | 3000 | 11000 | 5500 | 52000 | 26000 | 19300 | 9650
11 | P-152-1 | UNCLASSIFIED EXCAVATION | CY | 7007 | 5 | 35035 | 14 | 98098 | 12 | 84084 | 15 | 105105 | 27 | 189189
12 | P-152-2 | UNCLASSIFIED BORROW (OFF-SITE) | CY | 4709 | 30 | 141270 | 34 | 160106 | 23 | 108307 | 15 | 70635 | 61 | 287249
13 | P-152-3 | UNDERCUT | CY | 1000 | 25 | 25000 | 15 | 15000 | 30 | 30000 | 39 | 39000 | 40 | 40000
14 | P-152-4 | SHOT ROCK (24" MAX SIZE; 24" MAX THICK) | TON | 2000 | 35 | 70000 | 30 | 60000 | 40 | 80000 | 46 | 92000 | 60 | 120000
15 | P-209-1 | CRUSHED AGGREGATE BASE (8" THICK) | TON | 1615 | 40 | 64600 | 72.5 | 117087.5 | 72.5 | 117087.5 | 86 | 138890 | 80 | 129200
16 | P-403-1 | ASPHALT BASE COURSE (2" THICK) | TON | 450 | 225 | 101250 | 168 | 75600 | 168 | 75600 | 196 | 88200 | 207 | 93150
17 | P-403-2 | ASPHALT SURFACE COURSE (2" THICK) | TON | 399 | 225 | 89775 | 203 | 80997 | 203 | 80997 | 238 | 94962 | 244 | 97356
18 | THD-501-1 | 2-FT CONCRETE APRON | SY | 14 | 250 | 3500 | 380 | 5320 | 600 | 8400 | 68 | 952 | 840 | 11760
19 | P-602-1 | PRIME COAT | GAL | 1015 | 8 | 8120 | 7 | 7105 | 7 | 7105 | 11 | 11165 | 8.3 | 8424.5
20 | P-603-1 | TACK COAT | GAL | 330 | 8 | 2640 | 7.5 | 2475 | 7.5 | 2475 | 12 | 3960 | 8.9 | 2937
21 | T-901,T-908-1 | SEEDING AND MULCHING | AC | 7 | 3500 | 24500 | 2600 | 18200 | 4600 | 32200 | 5800 | 40600 | 5360 | 37520
22 | T-904-1 | SODDING - 6' WIDE STRIP | SY | 485 | 10 | 4850 | 10.5 | 5092.5 | 19 | 9215 | 22 | 10670 | 20.5 | 9942.5
23 | T-905-1 | TOPSOILING | CY | 1341 | 10 | 13410 | 10.5 | 14080.5 | 14 | 18774 | 18 | 24138 | 20 | 26820
|  |  | SCHEDULE 1 TOTAL |  |  | 743417 |  | 864061.5 |  | 894794.5 |  | 1100277 |  | 1407658
BASE BID (Schedule No. 2 - T-Hangar) |  |  |  |  | ENGINEER'S ESTIMATE |  | JAVE, LLC |  | PHOENIX COMMERICAL BUILDERS |  | J&S CONSTRUCTION COMPANY |  | CLEARY CONSTRUCTION, INC.
ITEM NO. | SPEC. NO. | DESCRIPTION | UNIT | ESTIMATED QUANTITY | UNIT COST | EXTENDED TOTAL | UNIT COST | EXTENDED TOTAL | UNIT COST | EXTENDED TOTAL | UNIT COST | EXTENDED TOTAL | UNIT COST 2 | EXTENDED TOTAL2
24 | APPX B | 10 UNIT T-HANGAR - (COMPLETE IN PLACE) | LS | 1 | 823064 | 823064 | 982000 | 982000 | 1243450.5 | 1243450.5 | 1182410.44 | 1182410.44 | 960000 | 960000
25 | APPX B | INSTALL EMERGENCY GENERATOR HOOKUP & BYPASS | LS | 1 | 50000 | 50000 | 4000 | 4000 | 3755 | 3755 | 3000 | 3000 | 14000 | 14000
|  |  | SCHEDULE 2 TOTAL |  |  | 873064 |  | 986000 |  | 1247205.5 |  | 1185410.44 |  | 974000
|  |  | BASE BID TOTAL |  |  | 1616481 |  | 1850061.5 |  | 2142000 |  | 2285687.44 |  | 2381658
|  |  | Difference from Engineer's Estimate: |  |  | - |  | 233580.5 |  | 525519 |  | 669206.44 |  | 765177
|  |  | % Difference |  |  |  |  | 14.45% |  | 32.51% |  | 41.4% |  | 47.34%
ALTERNATE #1 (Schedule No. 1 - Site Prep) |  |  |  |  | ENGINEER'S ESTIMATE |  | JAVE, LLC |  | J&S CONSTRUCTION COMPANY |  | PHOENIX COMMERICAL BUILDERS |  | CLEARY CONSTRUCTION, INC.
ITEM NO. | SPEC. NO. | DESCRIPTION | UNIT | ESTIMATED QUANTITY | UNIT COST | EXTENDED TOTAL | UNIT COST | EXTENDED TOTAL | UNIT COST | EXTENDED TOTAL | UNIT COST | EXTENDED TOTAL | UNIT COST | EXTENDED TOTAL
1 | C-100-1 | CONTRACTOR QC PROGRAM AND TESTING | LS | 1 | 10000 | 10000 | 67750 | 67750 | 62000 | 62000 | 53000 | 53000 | 100000 | 100000
2 | C-102-1 | EROSION CONTROL - STRAW WATTLE | LF | 300 | 4 | 1200 | 8.5 | 2550 | 14 | 4200 | 12 | 3600 | 11 | 3300
3 | C-102-2 | EROSION CONTROL - SILT FENCE | LF | 3000 | 3 | 9000 | 2.5 | 7500 | 9 | 27000 | 8.25 | 24750 | 7.7 | 23100
4 | C-102-3 | EROSION CONTROL - BLANKET | SY | 1300 | 8 | 10400 | 2 | 2600 | 4 | 5200 | 3 | 3900 | 2.7 | 3510
5 | C-105-1 | MOBILIZATION / DEMOBILIZATION | LS | 1 | 71667 | 71667 | 92000 | 92000 | 118000 | 118000 | 82000 | 82000 | 138000 | 138000
6 | C-105-2 | CONSTRUCTION STAKING | LS | 1 | 37600 | 37600 | 15000 | 15000 | 49000 | 49000 | 35000 | 35000 | 21000 | 21000
7 | C-105-3 | LOW PROFILE BARRICADES | LS | 1 | 2535 | 2535 | 1500 | 1500 | 36000 | 36000 |  | 0 | 9200 | 9200
8 | C-105-4 | CONSTRUCTION EXIT AND HAUL ROUTE | LS | 1 | 7365 | 7365 | 12000 | 12000 | 49000 | 49000 | 30000 | 30000 | 45600 | 45600
9 | C-105-5 | HIGH VISIBILITY CONSTRUCTION FENCE | LF | 200 | 11 | 2200 | 5 | 1000 | 18 | 3600 | 14 | 2800 | 3.75 | 750
10 | P-151-1 | CLEARING AND GRUBBING | AC | 0.5 | 15000 | 7500 | 6000 | 3000 | 52000 | 26000 | 11000 | 5500 | 19300 | 9650
11 | P-152-1 | UNCLASSIFIED EXCAVATION | CY | 7007 | 5 | 35035 | 14 | 98098 | 15 | 105105 | 12 | 84084 | 27 | 189189
12 | P-152-2 | UNCLASSIFIED BORROW (OFF-SITE) | CY | 4709 | 30 | 141270 | 34 | 160106 | 15 | 70635 | 23 | 108307 | 61 | 287249
13 | P-152-3 | UNDERCUT | CY | 1000 | 25 | 25000 | 15 | 15000 | 39 | 39000 | 30 | 30000 | 40 | 40000
14 | P-152-4 | SHOT ROCK (24" MAX SIZE; 24" MAX THICK) | TON | 2000 | 35 | 70000 | 30 | 60000 | 46 | 92000 | 40 | 80000 | 60 | 120000
15A | P-209-1 | CRUSHED AGGREGATE BASE (8" THICK) | TON | 1395 | 40 | 55800 | 80 | 111600 | 92 | 128340 | 80 | 111600 | 80 | 111600
16A | P-403-1 | ASPHALT BASE COURSE (2" THICK) | TON | 389 | 225 | 87525 | 174 | 67686 | 190 | 73910 | 174 | 67686 | 213 | 82857
17A | P-403-2 | ASPHALT SURFACE COURSE (2" THICK) | TON | 345 | 225 | 77625 | 206 | 71070 | 234 | 80730 | 206 | 71070 | 245 | 84525
18 | THD-501-1 | 2-FT CONCRETE APRON | SY | 14 | 250 | 3500 | 380 | 5320 | 68 | 952 | 600 | 8400 | 840 | 11760
19A | P-602-1 | PRIME COAT | GAL | 875 | 8 | 7000 | 7.5 | 6562.5 | 10 | 8750 | 7.5 | 6562.5 | 8.9 | 7787.5
20A | P-603-1 | TACK COAT | GAL | 285 | 8 | 2280 | 7.75 | 2208.75 | 11 | 3135 | 7.75 | 2208.75 | 9.2 | 2622
21 | T-901,T-908-1 | SEEDING AND MULCHING | AC | 7 | 3500 | 24500 | 2600 | 18200 | 5800 | 40600 | 4600 | 32200 | 5360 | 37520
22 | T-904-1 | SODDING - 6' WIDE STRIP | SY | 485 | 10 | 4850 | 10.5 | 5092.5 | 22 | 10670 | 19 | 9215 | 20.5 | 9942.5
23 | T-905-1 | TOPSOILING | CY | 1341 | 10 | 13410 | 10.5 | 14080.5 | 18 | 24138 | 14 | 18774 | 20 | 26820
|  |  | ALTERNATE #1 - SCHEDULE NO. 1 SUBTOTAL |  |  | 707262 |  | 839924.25 |  | 1057965 |  | 870657.25 |  | 1365982
ALTERNATE #1 (Schedule No. 2 - T-Hangar) |  |  |  |  | ENGINEER'S ESTIMATE |  | JAVE, LLC |  | J&S CONSTRUCTION COMPANY |  | PHOENIX COMMERICAL BUILDERS |  | CLEARY CONSTRUCTION, INC.
ITEM NO. | SPEC. NO. | DESCRIPTION | UNIT | ESTIMATED QUANTITY | UNIT COST | EXTENDED TOTAL | UNIT COST | EXTENDED TOTAL | UNIT COST | EXTENDED TOTAL | UNIT COST | EXTENDED TOTAL | UNIT COST 2 | EXTENDED TOTAL2
24A | APPX B | 8 UNIT T-HANGAR - (COMPLETE IN PLACE) | LS | 1 | 660000 | 660000 | 873500 | 873500 | 871000 | 871000 | 1160000 | 1160000 | 806000 | 806000
25 | APPX B | INSTALL EMERGENCY GENERATOR HOOKUP & BYPASS | LS | 1 | 50000 | 50000 | 4000 | 4000 | 3000 | 3000 | 3755 | 3755 | 14000 | 14000
|  |  | ALTERNATE #1 - SCHEDULE NO. 2 SUBTOTAL |  |  | 710000 |  | 877500 |  | 874000 |  | 1163755 |  | 820000
|  |  | ALTERNATE BID #1 TOTAL |  |  | 1417262 |  | 1717424.25 |  | 1931965 |  | 2034412.25 |  | 2185982
|  |  | Difference from Engineer's Estimate: |  |  | - |  | 300162.25 |  | 514703 |  | 617150.25 |  | 768720
|  |  | % Difference |  |  |  |  | 21.18% |  | 36.32% |  | 43.55% |  | 54.24%
RETURN TO INDEX

## 2M2
ID: | 2M2
City: | Lawrenceburg
Airport: | Lawrenceburg-Lawrence County
Project Description: | Runway 17 Approach Clearing
TAD #: | 50-555-0182-23
Bid Date: | 2023-03-08
County: | Lawrence
Grand Division: | Middle
BASE BID (Approach Clearing) |  |  |  |  | ENGINEER'S ESTIMATE |  | DOSS BROTHERS INC. |  | CLEARY CONSTRUCTION INC.
ITEM NO. | SPEC. NO. | DESCRIPTION | UNIT | ESTIMATED QUANTITY | UNIT COST | EXTENDED TOTAL | UNIT COST2 | EXTENDED TOTAL2 | UNIT COST3 | EXTENDED TOTAL3
1 | C-102-5.1 | CONSTRUCTION ENTRANCE | EA | 2 | 3000 | 6000 | 3500 | 7000 | 4000 | 8000
2 | C-102-5.2 | INSTALLATION AND REMOVAL OF SILT FENCE | LF | 2600 | 5 | 13000 | 4.5 | 11700 | 4.4 | 11440
3 | C-102-5.3 | HIGH VISABILITY FENCE | LF | 825 | 3 | 2475 | 4 | 3300 | 2.32 | 1914
4 | C-105 | MOBILIZATION | LS | 1 | 10000 | 10000 | 15000 | 15000 | 84000 | 84000
5 | P-151-4.1 | CLEARING ONLY (WETLAND AREAS) | LS | 1 | 5000 | 5000 | 20000 | 20000 | 4330 | 4330
6 | P-151-4.2 | CLEARING AND GRUBBING | AC | 4.5 | 5000 | 22500 | 12000 | 54000 | 30000 | 135000
7 | P-151-4.3 | CLEARING AND GRUBBING TREES ALONG PL 1 | LS | 1 | 2000 | 2000 | 2000 | 2000 | 3200 | 3200
8 | P-151-4.4 | CLEARING AND GRUBBING TREES ALONG PL 2 | LS | 1 | 15000 | 15000 | 2000 | 2000 | 7500 | 7500
9 | P-151-4.6 | TREE REMOVAL ALONG PL 3 | LS | 1 | 1000 | 1000 | 1000 | 1000 | 685 | 685
10 | P-151-4.7 | TREE REMOVAL ALONG PL 4 | LS | 1 | 2000 | 2000 | 1000 | 1000 | 685 | 685
11 | P-151-4.8 | TREE REMOVAL NORTH OF MARIE LN | LS | 1 | 2000 | 2000 | 1000 | 1000 | 4000 | 4000
12 | P-151-4.9 | FENCING AND GATE REMOVAL (ALL TYPES) | LF | 4280 | 3 | 12840 | 3 | 12840 | 7.25 | 31030
13 | P-151-4.13 | FIELD LINE REMOVAL | LS | 1 | 5000 | 5000 | 2500 | 2500 | 10000 | 10000
14 | P-152-4.1 | POND REMOVAL | LS | 1 | 30000 | 30000 | 25000 | 25000 | 40000 | 40000
15 | T-901-5.1 | SEEDING | AC | 4.6 | 500 | 2300 | 2000 | 9200 | 3400 | 15640
16 | T-908-5.1 | MULCHING | AC | 4.6 | 500 | 2300 | 2000 | 9200 | 3100 | 14260
|  |  | BASE BID SUBTOTALS |  |  | 133415 |  | 176740 |  | 371684
|  |  | 10% Contingency on Engineering Estimate |  |  | 13341.5
|  |  | Difference from Engineer's Estimate: |  |  | - |  | 43325 |  | 238269
|  |  | % Difference |  |  | - |  | 32.47% |  | 178.6%
|  |  | BASE BID TOTALS |  |  | 146756.5 |  | 176740 |  | 371684
ADDITIVE BID ALTERNATIVE NO. 1 |  |  |  |  | ENGINEER'S ESTIMATE |  | DOSS BROTHERS INC. |  | CLEARY CONSTRUCTION INC.
ITEM NO. | SPEC. NO. | DESCRIPTION | UNIT | ESTIMATED QUANTITY | UNIT COST | EXTENDED TOTAL | UNIT COST2 | EXTENDED TOTAL2 | UNIT COST3 | EXTENDED TOTAL3
1 | P-151-4.9 | FENCING AND GATE REMOVAL (ALL TYPES) | LF | 1080 | 3 | 3240 | 5 | 5400 | 7.25 | 7830
2 | F-162-5.1 | CHAIN-LINK FENCE, 6' FABRIC HEIGHT , NO BARB WIRE | LF | 3900 | 25 | 97500 | 30 | 117000 | 31.25 | 121875
3 | F-162-5.2 | 24' CLEAR OPENING MANUALLY OPERATED DOUBLE SWING GATE, 6' FABRIC HEIGHT | EA | 1 | 2500 | 2500 | 2000 | 2000 | 4630 | 4630
|  |  | ADDITIVE BID ALTERNATIVE SUBTOTALS |  |  | 103240 |  | 124400 |  | 134335
|  |  | 10% Contingency on Engineering Estimate |  |  | 10324
|  |  | Difference from Engineer's Estimate: |  |  | - |  | 21160 |  | 31095
|  |  | % Difference |  |  | - |  | 20.5% |  | 30.12%
|  |  | AA1 BID TOTALS |  |  | 113564 |  | 124400 |  | 134335
|  |  | BASE + AA1 BID TOTAL |  |  | 260320.5 |  | 301140 |  | 506019
RETURN TO INDEX

## FYE
ID: | FYE
City: | Somerville
Airport: | Fayette County
Project Description: | T-Hangar Apron Expansion
TAD #: | 24-555-0153-23
Bid Date: | 2023-05-23
County: | Fayette
Grand Division: | West
BASE BID (T-Hangar Apron Expansion) |  |  |  |  | BLUFF CITY CONSTRUCTION CO. |  | VUCON, LLC |  | Cleary Construction Inc.
ITEM NO. | SPEC. NO. | DESCRIPTION | UNIT | ESTIMATED QUANTITY | UNIT COST | EXTENDED TOTAL | UNIT COST2 | EXTENDED TOTAL2 | UNIT COST3 | EXTENDED TOTAL3
1 | C-105 | MOBILIZATION | LS | 1 | 90000 | 90000 | 91650.7 | 91650.7
2 |  | CONSTRUCTION SAFETY ITEMS, (TO INCLUDE BARRIERS, CONES, ETC.), COMPLETE IN PLACE | LS | 1 | 43000 | 43000 | 16425.85 | 16425.85
3 | C-100 | CONTRACTOR QUALITY CONTROL PROGRAM (CQCP) | LS | 1 | 50500 | 50500 | 10266.16 | 10266.16
4 | C-101-5.1 | DEMOLITION / REMOVAL OF EXISTING PAVEMENT AND BASE MATERIAL TO INCLUDE HAUL OFF AND DISPOSAL OF MATERIALS | LS | 1 | 15000 | 15000 | 3292.98 | 3292.98
5 | C-102-5.1 | INSTALLATION, MAINTENANCE AND REMOVAL OF ALL EROSION CONTROL MEASURES, COMPLETE IN PLACE | LS | 1 | 29000 | 29000 | 20012.84 | 20012.84
6 | C-152-4.1 | UNCLASSIFIED EXCAVATION AND EMBANKMENT | CY | 1500 | 33.05 | 49575 | 16.43 | 24645
7 | C-152-4.2 | UNDERCUTTING, COMPLETE IN PLACE | CY | 200 | 77 | 15400 | 82.13 | 16426
8 | TDOT 303-01.01 | CRUSHED AGGREGATE BASE COURSE (LIMESTONE), COMPLETE IN PLACE | TON | 2880 | 54.15 | 155952 | 79.38 | 228614.4
9 | TDOT 403-01 | EMULSIFIED ASPHALT TACK COAT, COMPLETE IN PLACE | GALLON | 570 | 6 | 3420 | 8.21 | 4679.7
10 | TDOT307-01.08 | ASPHALT CONC MX (PG64-22) (BPMB-HM) GR BM-2, COMPLETE IN PLACE | TON | 490 | 299.95 | 146975.5 | 243.1 | 119119
11 | TDOT 411-01.11 | ACS MIX(PG64-22) GRADING E RDWY (LIMESTONE), COMPLETE IN PLACE | TON | 460 | 315.3 | 145038 | 259.53 | 119383.8
12 | P-620-5.2a | TAXIWAY MARKING | SF | 100 | 50 | 5000 | 82.13 | 8213
13 | P-901-5.1 | SEEDING/MULCHING/FERTILIZER | ACRE | 1 | 4325 | 4325 | 6280.59 | 6280.59
14 | T-904-5.1 | SODDING | SY | 1100 | 7.25 | 7975 | 7.15 | 7865
15 | T-905-5.1 | STRIPPING/ TOPSOILING, COMPLETE IN PLACE | CY | 600 | 13.5 | 8100 | 16.43 | 9858
16 | D-701-5.1 | 18" REINFORCED CONCRETE PIPE, COMPLETE IN PLACE | LF | 87 | 149.4 | 12997.8 | 197.11 | 17148.57
17 | D-752-5.1 | 18" REINFORCED CONCRETE PIPE HEADWALL (TYPE "D"), COMPLETE IN PLACE | EA | 1 | 4183 | 4183 | 5256.27 | 5256.27
18 | D-701-5.2 | 36" REINFORCED CONCRETE PIPE, COMPLETE IN PLACE | LF | 80 | 348.5 | 27880 | 328.52 | 26281.6
19 | D-752-5.2 | 36" REINFORCED CONCRETE PIPE HEADWALL (TYPE "E"), COMPLETE IN PLACE | EA | 2 | 4511.5 | 9023 | 9855.51 | 19711.02
20 |  | 1-1/2" WATERLINE (TO INCLUDE ALL CONNECTIONS, VALVES, CAP, ETC.), COMPLETE IN PLACE | LF | 385 | 31.2 | 12012 | 65.7 | 25294.5
21 |  | TRENCH DRAIN, COMPLETE IN PLACE | LF | 240 | 298.25 | 71580 | 985.55 | 236532
22 | D-751-5.1 | TRENCH DRAIN CATCH BASIN (NO. 11 INLET), COMPLETE IN PLACE | EA | 1 | 9343 | 9343 | 13140.68 | 13140.68
23 |  | GABION STONE, FOR THE 2:1 SLOPED AREAS, COMPLETE IN PLACE | TONS | 425 | 80.45 | 34191.25 | 95.84 | 40732
24 | TDOT 709-05.06 | MACHINED RIP-RAP CLASS (A-1), COMPLETE IN PLACE | TONS | 175 | 84.95 | 14866.25 | 133.51 | 23364.25
|  |  | BASE BID TOTALS |  |  | 965336.8 |  | 1094193.91 |  | #REF!
ADDITIVE BID ALTERNATIVE NO. 1 |  |  |  |  | BLUFF CITY CONSTRUCTION CO. |  | VUCON, LLC |  | Cleary Construction Inc.
ITEM NO. | SPEC. NO. | DESCRIPTION | UNIT | ESTIMATED QUANTITY | UNIT COST | EXTENDED TOTAL | UNIT COST2 | EXTENDED TOTAL2 | UNIT COST3 | EXTENDED TOTAL3
25 | P-631-7.1 | REFINED COAL TAR EMULSION WITH ADDITIVES FOR SLURRY COAT | 2890 | GALLON | 10.25 | 29622.5 | 12 | 34680
|  |  | ADDITIVE BID ALTERNATIVE TOTALS |  |  | 29622.5 |  | 34680 |  | #REF!
|  |  | BASE + ABA BID TOTAL |  |  | 994959.3 |  | 1128873.91 |  | #REF!
RETURN TO INDEX

## JWN
ID: | JWN
City: | Nashville
Airport: | John C. Tune
Project Description: | Terminal Parking Lot Expansion
TAD #:
Bid Date: | 2023-09-21
County: | Davidson
Grand Division: | Middle
SCHEDULE #1 (19 PARKING SPACES) |  |  |  |  | ENGINEER'S ESTIMATE |  | ROGERS GROUP, INC |  | CIVIL CONSTRUCTORS, LLC
ITEM NO. | SPEC. NO. | DESCRIPTION | UNIT | ESTIMATED QUANTITY | UNIT COST | EXTENDED TOTAL | UNIT COST | EXTENDED TOTAL | UNIT COST | EXTENDED TOTAL
1 | C-100-14.1 | Contractor Quality Control Program (CQCP) | LS | 1 | 29670 | 29670 | 17600 | 17600 | 31650 | 31650
2 | C-102-5.1 | Check Dam | EA | 5 | 1150 | 5750 | 4450 | 22250 | 850 | 4250
3 | C-102-5.2 | Outlet Protection | EA | 2 | 1725 | 3450 | 1480 | 2960 | 945 | 1890
4 | C-105-6.1 | Mobilization and Demobilization | LS | 1 | 79925 | 79925 | 63700 | 63700 | 49400 | 49400
5 | C-105-6.2 | Bonds | LS | 1 | 29900 | 29900 | 3000 | 3000 | 7600 | 7600
6 | C-105-6.3 | Construction Layout | LS | 1 | 28750 | 28750 | 15000 | 15000 | 16550 | 16550
7 | TN-202.10 | Miscellaneous Demolition | LS | 1 | 9775 | 9775 | 9000 | 9000 | 22840 | 22840
8 | TN-203.09-1 | Pavement Subgrade Preparation | SY | 1005 | 17 | 17085 | 34 | 34170 | 16.6 | 16683
9 | TN-203.09-2 | In-Place Embankment from Off-Site Sources | CY | 2089 | 69 | 144141 | 77 | 160853 | 49.5 | 103405.5
10 | TN-707.06 | Removal of Fence | LF | 347 | 35 | 12145 | 32 | 11104 | 11.18 | 3879.46
11 | TN-303.15 | Crushed Aggregate Base Course | TON | 510 | 58 | 29580 | 66 | 33660 | 61.24 | 31232.4
12 | TN-307.09 | Bituminous Plant Mix Base (307-BM) | TON | 130 | 224 | 29120 | 221 | 28730 | 161 | 20930
13 | TN-402.10 | Emulsified Asphalt Prime Coat | GAL | 340 | 7 | 2380 | 6 | 2040 | 8 | 2720
14 | TN-403.07 | Emulsified Asphalt Tack Coat | GAL | 140 | 7 | 980 | 6 | 840 | 12 | 1680
15 | TN-411.10 | Asphalt Surface Course (411-E) | TON | 100 | 247 | 24700 | 277 | 27700 | 212 | 21200
16 | TN-607.13-1 | 15" Reinforced Concrete Storm Pipe (RCP) | LF | 60 | 228 | 13680 | 280 | 16800 | 303 | 18180
17 | TN-607.13-2 | 18" Reinforced Concrete Storm Pipe (RCP) | LF | 20 | 495 | 9900 | 190 | 3800 | 269 | 5380
18 | TN-611.13-1 | Storm Drainage Catch Basin (TDOT Dwg. D-CB-12P) | EA | 1 | 9890 | 9890 | 9400 | 9400 | 11080 | 11080
19 | TN-611.13-2 | Storm Drainage Manhole (TDOT Dwg. D-MH-2) | EA | 1 | 9890 | 9890 | 12200 | 12200 | 8380 | 8380
20 | TN-611.13-3 | Storm Drainage Headwall (15") | EA | 1 | 4255 | 4255 | 1400 | 1400 | 2800 | 2800
21 | TN-611.13-4 | Storm Drainage Headwall (24") | EA | 1 | 5175 | 5175 | 1700 | 1700 | 3000 | 3000
22 | TN-611.13-5 | 80% TSS Removal Water Quality Unit and Spliter (Complete System) | LS | 1 | 138000 | 138000 | 127000 | 127000 | 95540 | 95540
23 | TN-702.13-1 | Concrete Curb | LF | 450 | 58 | 26100 | 55 | 24750 | 32.5 | 14625
24 | TN-702.13-2 | Concrete Parking Blocks | EA | 19 | 460 | 8740 | 233 | 4427 | 130 | 2470
25 | TN-705.09 | Traditional Guardrail Along Back of Parking Lot | LF | 240 | 75 | 18000 | 225 | 54000 | 50.5 | 12120
26 | TN-705.10 | Ornamental Chain Barier Separating Road | LF | 165 | 167 | 27555 | 190 | 31350 | 153 | 25245
27 | TN-709.12 | Class A-1 Rip-Rap with Geotextile Fabric | CY | 608 | 69 | 41952 | 113 | 68704 | 123 | 74784
28 | TN-712.10 | Temporary Traffic Control | LS | 1 | 23000 | 23000 | 15500 | 15500 | 21330 | 21330
29 | TN-713.07-1 | Roadway/Parking Signs & Poles | EA | 5 | 575 | 2875 | 293 | 1465 | 259 | 1295
30 | TN-713.07-2 | Roadway/Parking Signs Relocation | EA | 3 | 230 | 690 | 147 | 441 | 363 | 1089
31 | TN-714.21-1 | Concrete Encased 2" Conduit | LF | 260 | 121 | 31460 | 90 | 23400 | 79.56 | 20685.6
32 | TN-714.21-2 | LED Double Light Fixture with Pole and Foundation | EA | 2 | 13800 | 27600 | 11700 | 23400 | 10350 | 20700
33 | TN-714.21-3 | Electrical Handhole, Traffic Rated | EA | 2 | 11500 | 23000 | 4100 | 8200 | 3630 | 7260
34 | TN-716.09-1 | Pavement Markings - Crosswalks | EA | 1 | 575 | 575 | 366 | 366 | 777 | 777
35 | TN-716.09-2 | Pavement Markings - Parking Stalls | LF | 420 | 2 | 840 | 1 | 420 | 0.65 | 273
36 | TN-716.09-3 | Pavement Markings - Stop Bars | EA | 3 | 575 | 1725 | 125 | 375 | 155 | 465
37 | TN-716.09-4 | Pavement Markings - Handicap Symbol | EA | 3 | 288 | 864 | 73 | 219 | 130 | 390
38 | TN-802.16-1 | Ground Cover Hardwood Mulch, 6" Depth | SY | 40 | 35 | 1400 | 19 | 760 | 16.2 | 648
39 | TN-802.16-2 | 18" - 24" Densiformis Yew Bush | EA | 6 | 138 | 828 | 270 | 1620 | 240 | 1440
40 | TN-803.12 | Topsoiling & Sodding | SY | 60 | 69 | 4140 | 155 | 9300 | 27.8 | 1668
|  |  | SCHEDULE #1 BASE BID TOTALS |  |  | 879485 |  | 873604 |  | 687534.96
|  |  | Difference from Engineer's Estimate: |  |  | - |  | -5881 |  | -191950.04
|  |  |  | % Difference |  |  |  | -0.6687% |  | -21.83%
SCHEDULE #2 (41 PARKING SPACES) |  |  |  |  | ENGINEER'S ESTIMATE |  | ROGERS GROUP, INC |  | CIVIL CONSTRUCTORS, LLC
ITEM NO. | SPEC. NO. | DESCRIPTION | UNIT | ESTIMATED QUANTITY | UNIT COST | EXTENDED TOTAL | UNIT COST | EXTENDED TOTAL | UNIT COST | EXTENDED TOTAL
1 | C-100-14.1 | Contractor Quality Control Program (CQCP) | LS | 1 | 32200 | 32200 | 26400 | 26400 | 35600 | 35600
2 | C-102-5.1 | Check Dam | EA | 5 | 1150 | 5750 | 4450 | 22250 | 850 | 4250
3 | C-102-5.2 | Outlet Protection | EA | 2 | 1725 | 3450 | 1480 | 2960 | 945 | 1890
4 | C-105-6.1 | Mobilization and Demobilization | LS | 1 | 127535 | 127535 | 81600 | 81600 | 76105 | 76105
5 | C-105-6.2 | Bonds | LS | 1 | 31625 | 31625 | 5000 | 5000 | 16030 | 16030
6 | C-105-6.3 | Construction Layout | LS | 1 | 28750 | 28750 | 17200 | 17200 | 20030 | 20030
7 | TN-202.10 | Miscellaneous Demolition | LS | 1 | 9775 | 9775 | 9000 | 9000 | 22840 | 22840
8 | TN-203.09-1 | Pavement Subgrade Preparation | SY | 1379 | 17 | 23443 | 24 | 33096 | 15.1 | 20822.9
9 | TN-203.09-2 | In-Place Embankment from Off-Site Sources | CY | 2301 | 69 | 158769 | 77 | 177177 | 77.35 | 177982.35
10 | TN-203.09-3 | Rock Removal/Excavation | CY | 200 | 92 | 18400 | 166 | 33200 | 157 | 31400
11 | TN-707.06 | Removal of Fence | LF | 347 | 35 | 12145 | 32 | 11104 | 11 | 3817
12 | 32 32 16 (1.02) | Precast Modular Block Retaining Wall | SF | 4081 | 69 | 281589 | 65 | 265265 | 147 | 599907
13 | TN-303.15 | Crushed Aggregate Base Course | TON | 700 | 58 | 40600 | 66 | 46200 | 59 | 41300
14 | TN-307.09 | Bituminous Plant Mix Base (307-BM) | TON | 180 | 224 | 40320 | 190 | 34200 | 155 | 27900
15 | TN-402.10 | Emulsified Asphalt Prime Coat | GAL | 460 | 7 | 3220 | 6 | 2760 | 8 | 3680
16 | TN-403.07 | Emulsified Asphalt Tack Coat | GAL | 190 | 7 | 1330 | 6 | 1140 | 12 | 2280
17 | TN-411.10 | Asphalt Surface Course (411-E) | TON | 140 | 247 | 34580 | 236 | 33040 | 199 | 27860
18 | TN-607.13-1 | 2' Concrete Swale | LF | 200 | 230 | 46000 | 19 | 3800 | 112 | 22400
19 | TN-607.13-2 | 15" Reinforced Concrete Storm Pipe (RCP) | LF | 160 | 228 | 36480 | 98 | 15680 | 190 | 30400
20 | TN-607.13-3 | 24" Reinforced Concrete Storm Pipe (RCP) | LF | 149 | 495 | 73755 | 369 | 54981 | 217 | 32333
21 | TN-611.13-1 | Storm Drainage Catch Basin (TDOT Dwg. D-CB-12P) | EA | 1 | 9890 | 9890 | 9400 | 9400 | 11080 | 11080
22 | TN-611.13-2 | Storm Drainage Manhole (TDOT Dwg. D-MH-2) | EA | 1 | 9890 | 9890 | 10500 | 10500 | 8380 | 8380
23 | TN-611.13-3 | Storm Drainage Headwall (24") | EA | 2 | 5175 | 10350 | 3600 | 7200 | 3920 | 7840
24 | TN-611.13-5 | 80% TSS Removal Water Quality Unit and Spliter (Complete System) | LS | 1 | 138000 | 138000 | 127000 | 127000 | 96260 | 96260
25 | TN-702.13-1 | Concrete Curb | LF | 260 | 58 | 15080 | 55 | 14300 | 32.5 | 8450
26 | TN-702.13-2 | Concrete Parking Blocks | EA | 41 | 460 | 18860 | 233 | 9553 | 130 | 5330
27 | TN-705.09 | Traditional Guardrail or Barrier on Retaining Wall | LF | 300 | 75 | 22500 | 214 | 64200 | 51 | 15300
28 | TN-705.10 | Ornamental Chain Barier Separating Road | LF | 165 | 167 | 27555 | 190 | 31350 | 153 | 25245
29 | TN-709.12 | Class A-1 Rip-Rap with Geotextile Fabric | CY | 450 | 69 | 31050 | 113 | 50850 | 147 | 66150
30 | TN-712.10 | Temporary Traffic Control | LS | 1 | 23000 | 23000 | 17000 | 17000 | 26290 | 26290
31 | TN-713.07-1 | Roadway/Parking Signs & Poles | EA | 5 | 575 | 2875 | 293 | 1465 | 259 | 1295
32 | TN-713.07-2 | Roadway/Parking Signs Relocation | EA | 3 | 230 | 690 | 147 | 441 | 369 | 1107
33 | TN-714.21-1 | Concrete Encased 2" Conduit | LF | 260 | 121 | 31460 | 90 | 23400 | 79 | 20540
34 | TN-714.21-2 | LED Double Light Fixture with Pole and Foundation | EA | 2 | 13800 | 27600 | 11700 | 23400 | 10350 | 20700
35 | TN-714.21-3 | Electrical Handhole, Traffic Rated | EA | 2 | 11500 | 23000 | 4100 | 8200 | 3630 | 7260
36 | TN-716.09-1 | Pavement Markings - Crosswalks | EA | 1 | 575 | 575 | 366 | 366 | 777 | 777
37 | TN-716.09-2 | Pavement Markings - Parking Stalls | LF | 900 | 2 | 1800 | 1 | 900 | 0.65 | 585
38 | TN-716.09-3 | Pavement Markings - Stop Bars | EA | 3 | 575 | 1725 | 125 | 375 | 155 | 465
39 | TN-716.09-4 | Pavement Markings - Handicap Symbol | EA | 3 | 288 | 864 | 73 | 219 | 130 | 390
40 | TN-802.16-1 | Ground Cover Hardwood Mulch, 6" Depth | SY | 40 | 35 | 1400 | 19 | 760 | 16.2 | 648
41 | TN-802.16-2 | 18" - 24" Densiformis Yew Bush | EA | 6 | 138 | 828 | 270 | 1620 | 240 | 1440
42 | TN-803.12 | Topsoiling & Sodding | SY | 60 | 69 | 4140 | 155 | 9300 | 27.8 | 1668
|  |  | SCHEDULE #2 BASE BID TOTALS |  |  | 1412848 |  | 1287852 |  | 1526027.25
|  |  | Difference from Engineer's Estimate: |  |  | - |  | -124996 |  | 113179.25
|  |  |  | % Difference |  |  |  | -8.847% |  | 8.011%
SCHEDULE #3 (60 PARKING SPACES) |  |  |  |  | ENGINEER'S ESTIMATE |  | ROGERS GROUP, INC |  | CIVIL CONSTRUCTORS, LLC
ITEM NO. | SPEC. NO. | DESCRIPTION | UNIT | ESTIMATED QUANTITY | UNIT COST | EXTENDED TOTAL | UNIT COST | EXTENDED TOTAL | UNIT COST | EXTENDED TOTAL
1 | C-100-14.1 | Contractor Quality Control Program (CQCP) | LS | 1 | 32200 | 32200 | 29300 | 29300 | 51250 | 51250
2 | C-102-5.2 | Check Dam | EA | 5 | 1150 | 5750 | 4455 | 22275 | 850 | 4250
3 | C-102-5.3 | Outlet Protection | EA | 2 | 1725 | 3450 | 1480 | 2960 | 945 | 1890
4 | C-105-6.1 | Mobilization and Demobilization | LS | 1 | 139035 | 139035 | 96000 | 96000 | 94310 | 94310
5 | C-105-6.2 | Bonds | LS | 1 | 31625 | 31625 | 5000 | 5000 | 17620 | 17620
6 | C-105-6.3 | Construction Layout | LS | 1 | 2990 | 2990 | 21400 | 21400 | 28548.25 | 28548.25
7 | TN-202.10 | Miscellaneous Demolition | LS | 1 | 9775 | 9775 | 9000 | 9000 | 22840 | 22840
8 | TN-203.09-1 | Pavement Subgrade Preparation | SY | 1738 | 17 | 29546 | 26 | 45188 | 15.1 | 26243.8
9 | TN-203.09-2 | In-Place Embankment from Off-Site Sources | CY | 2389 | 69 | 164841 | 77 | 183953 | 77.35 | 184789.15
10 | TN-203.09-3 | Rock Removal/Excavation | CY | 200 | 92 | 18400 | 166 | 33200 | 157 | 31400
11 | TN-707.06 | Removal of Fence | LF | 347 | 35 | 12145 | 32 | 11104 | 11 | 3817
12 | 32 32 16 (1.02) | Precast Modular Block Retaining Wall | SF | 4081 | 69 | 281589 | 65 | 265265 | 147 | 599907
13 | TN-303.15 | Crushed Aggregate Base Course | TON | 880 | 58 | 51040 | 66 | 58080 | 59 | 51920
14 | TN-307.09 | Bituminous Plant Mix Base (307-BM) | TON | 220 | 224 | 49280 | 190 | 41800 | 155 | 34100
15 | TN-402.10 | Emulsified Asphalt Prime Coat | GAL | 580 | 7 | 4060 | 6 | 3480 | 8 | 4640
16 | TN-403.07 | Emulsified Asphalt Tack Coat | GAL | 230 | 7 | 1610 | 6 | 1380 | 12 | 2760
17 | TN-411.10 | Asphalt Surface Course (411-E) | TON | 170 | 247 | 41990 | 228 | 38760 | 199 | 33830
18 | TN-607.13-1 | 2' Concrete Swale | LF | 200 | 173 | 34600 | 19 | 3800 | 112 | 22400
19 | TN-607.13-2 | 15" Reinforced Concrete Storm Pipe (RCP) | LF | 285 | 228 | 64980 | 167 | 47595 | 180 | 51300
20 | TN-607.13-3 | 24" Reinforced Concrete Storm Pipe (RCP) | LF | 182 | 495 | 90090 | 302 | 54964 | 213 | 38766
21 | TN-611.13-1 | Storm Drainage Catch Basin (TDOT Dwg. D-CB-12P) | EA | 1 | 9890 | 9890 | 9400 | 9400 | 11080 | 11080
22 | TN-611.13-2 | Storm Drainage Manhole (TDOT Dwg. D-MH-2) | EA | 3 | 9890 | 29670 | 9400 | 28200 | 8380 | 25140
23 | TN-611.13-3 | Storm Drainage Headwall (15") | EA | 2 | 4255 | 8510 | 1600 | 3200 | 1390 | 2780
24 | TN-611.13-4 | Storm Drainage Headwall (24") | EA | 2 | 5175 | 10350 | 3600 | 7200 | 3920 | 7840
25 | TN-611.13-5 | 80% TSS Removal Water Quality Unit and Spliter (Complete System) | LS | 1 | 138000 | 138000 | 127000 | 127000 | 99835 | 99835
26 | TN-702.13-1 | Concrete Curb | LF | 500 | 58 | 29000 | 55 | 27500 | 32.5 | 16250
27 | TN-702.13-2 | Concrete Parking Blocks | EA | 60 | 460 | 27600 | 233 | 13980 | 130 | 7800
28 | TN-705.09 | Traditional Guardrail or Barrier on Retaining Wall | LF | 300 | 75 | 22500 | 225 | 67500 | 51 | 15300
29 | TN-705.10 | Ornamental Chain Barier Separating Road | LF | 165 | 167 | 27555 | 190 | 31350 | 153 | 25245
30 | TN-709.12 | Class A-1 Rip-Rap with Geotextile Fabric | CY | 439.25 | 69 | 30308.25 | 113 | 49635.25 | 149 | 65448.25
31 | TN-712.10 | Temporary Traffic Control | LS | 1 | 23000 | 23000 | 21000 | 21000 | 32720 | 32720
32 | TN-713.07-1 | Roadway/Parking Signs & Poles | EA | 5 | 575 | 2875 | 293 | 1465 | 259 | 1295
33 | TN-713.07-2 | Roadway/Parking Signs Relocation | EA | 3 | 230 | 690 | 147 | 441 | 369 | 1107
34 | TN-714.21-1 | Concrete Encased 2" Conduit | LF | 260 | 121 | 31460 | 90 | 23400 | 79 | 20540
35 | TN-714.21-2 | LED Double Light Fixture with Pole and Foundation | EA | 2 | 13800 | 27600 | 11700 | 23400 | 10350 | 20700
36 | TN-714.21-3 | Electrical Handhole, Traffic Rated | EA | 2 | 11500 | 23000 | 4100 | 8200 | 3630 | 7260
37 | TN-716.09-1 | Pavement Markings - Crosswalks | EA | 2 | 575 | 1150 | 366 | 732 | 777 | 1554
38 | TN-716.09-2 | Pavement Markings - Parking Stalls | LF | 1100 | 2 | 2200 | 1 | 1100 | 0.65 | 715
39 | TN-716.09-3 | Pavement Markings - Stop Bars | EA | 3 | 575 | 1725 | 125 | 375 | 155 | 465
40 | TN-716.09-4 | Pavement Markings - Handicap Symbol | EA | 4 | 288 | 1152 | 73 | 292 | 130 | 520
41 | TN-802.16-1 | Ground Cover Hardwood Mulch, 6" Depth | SY | 40 | 35 | 1400 | 19 | 760 | 16.2 | 648
42 | TN-802.16-2 | 18" - 24" Densiformis Yew Bush | EA | 6 | 138 | 828 | 270 | 1620 | 240 | 1440
43 | TN-803.12 | Topsoiling & Sodding | SY | 280 | 69 | 19320 | 1385.482 | 43400 | 27.8 | 7784
|  |  | SCHEDULE #3 BASE BID TOTALS |  |  | 1538779.25 |  | 1465654.25 |  | 1680047.45
|  |  | Difference from Engineer's Estimate: |  |  | - |  | -73125 |  | 141268.2
|  |  |  | % Difference |  |  |  | -4.752% |  | 9.181%
ADDITITIVE ALTERNATIVE #1 (Partial Resurfacing of Tune Airport Drive) |  |  |  |  | ENGINEER'S ESTIMATE |  | ROGERS GROUP, INC |  | CIVIL CONSTRUCTORS, LLC
ITEM NO. | SPEC. NO. | DESCRIPTION | UNIT | ESTIMATED QUANTITY | UNIT COST | EXTENDED TOTAL | UNIT COST | EXTENDED TOTAL | UNIT COST | EXTENDED TOTAL
1 | C-100-14.1 | Contractor Quality Control Program (CQCP) | LS | 1 | 10000 | 10000 | 4000 | 4000 | 5600 | 5600
2 | C-105-6.1 | Mobilization and Demobilization | LS | 1 | 13300 | 13300 | 13200 | 13200 | 13495 | 13495
3 | C-105-6.2 | Bonds | LS | 1 | 10000 | 10000 | 1000 | 1000 | 987 | 987
4 | C-105-6.3 | Construction Layout | LS | 1 | 5000 | 5000 | 79 | 79 | 1510 | 1510
5 | M-101-4.2 | Maintenance of Traffic | LS | 1 | 18000 | 18000 | 13900 | 13900 | 3500 | 3500
6 | TN-415.06 | Pavement Milling | SY | 2274 | 10 | 22740 | 10 | 22740 | 7.5 | 17055
7 | TN-403.07 | Emulsified Asphalt Tack Coat | GAL | 310 | 6 | 1860 | 7 | 2170 | 6.8 | 2108
8 | TN-411.10 | Asphalt Surface Course (411-E) | TON | 290 | 215 | 62350 | 203 | 58870 | 182 | 52780
9 | TN-713.07-1 | Roadway/Parking Signs & Poles | EA | 1 | 500 | 500 | 293 | 293 | 259 | 259
10 | TN-716.09-1 | Pavement Markings - Stop Bars | EA | 1 | 500 | 500 | 125 | 125 | 155 | 155
11 | TN-716.09-2 | Pavement Markings - Centerline | LF | 500 | 2.5 | 1250 | 1.5 | 750 | 2.6 | 1300
|  |  | ADDITIVE ALT. BID TOTALS |  |  | 145500 |  | 117127 |  | 98749
|  |  | Difference from Engineer's Estimate: |  |  | - |  | -28373 |  | -46751
|  |  |  | % Difference |  |  |  | -19.5% |  | -32.13%
RETURN TO INDEX

## LUG
ID: | LUG
City: | Lewisburg
Airport: | Ellington
Project Description: | Security Fencing Project
TAD #: | 59-555-0159-23
Bid Date: | 2023-04-20
County: | Marshall
Grand Division: | Middle
BASE BID (SECURITY FENCING) |  |  |  |  | ENGINEERS OPINION |  | LU, INC. |  | STUBBS CONSTRUCTION SERVICES. LLC |  | MAURY FENCE COMPANY |  | McCALL COMMERCIAL FENCING INC.
ITEM NO. | SPEC. NO. | DESCRIPTION | UNIT | ESTIMATED QUANTITY | UNIT COST | EXTENDED TOTAL | UNIT COST5 | EXTENDED TOTAL5 | UNIT COST2 | EXTENDED TOTAL2 | UNIT COST3 | EXTENDED TOTAL3 | UNIT COST4 | EXTENDED TOTAL4
1 | C-105-1 | MOBILIZATION / DEMOBILIZATION | LS | 1 | 20000 | 20000 | 5500 | 5500 | 20400 | 20400 | 3000 | 3000 | 31600 | 31600
2 | C-105-2 | CONSTRUCTION EXIT, STAGING AREA, AND HAUL ROUTE | LS | 1 | 2500 | 2500 | 5500 | 5500 | 2000 | 2000 | 3000 | 3000 | 6500 | 6500
3 | F-162-1 | 8-FT CHAIN-LINK FENCE W/ 3-STRAND BARBED WIRE | LF | 11000 | 35 | 385000 | 27.75 | 305250 | 31.5 | 346500 | 33 | 363000 | 40.25 | 442750
4 | F-162-2 | DOUBLE MANUAL SWING GATE (16-FT OPENING) | EA | 7 | 2500 | 17500 | 2055 | 14385 | 2000 | 14000 | 2300 | 16100 | 2400 | 16800
5 | F-162-3 | WATER CROSSING | LF | 40 | 50 | 2000 | 180 | 7200 | 80 | 3200 | 100 | 4000 | 75 | 3000
6 | T-901, T-908-1 | SEEDING AND MULCHING | AC | 4 | 2500 | 10000 | 2250 | 9000 | 2000 | 8000 | 1500 | 6000 | 2200 | 8800
|  |  | BASE BID TOTALS |  | 437000 |  | 346835 |  | 394100 |  | 395100 |  | 509450
|  |  | % DIFFERENCE FROM ENG. EST. (SUBTOTAL) |  | - |  | -20.63% |  | -9.817% |  | -9.588% |  | 16.58%
RETURN TO INDEX

## M54
ID: | M54
City: | Lebanon
Airport: | Lebanon Municipal
Project Description: | Taxiway Edge Lighting and Runway 1-19 PAPI Replacement
TAD #: | 95-555-0784-24
Bid Date: | 2023-12-06
County: | Wilson
Grand Division: | Middle
BASE BID (Taxiway Lightning) |  |  |  |  | ENGINEER'S ESTIMATE |  | APPALACHIAN FOOTHILLS |  | PRECISION APPROACH |  | STANSELL ELECTRIC |  | CLEARY CONSTRUCTION
ITEM NO. | SPEC. NO. | DESCRIPTION | UNIT | ESTIMATED QUANTITY | UNIT COST | EXTENDED TOTAL | UNIT COST2 | EXTENDED TOTAL2 | UNIT COST3 | EXTENDED TOTAL3 | UNIT COST4 | EXTENDED TOTAL4 | UNIT COST5 | EXTENDED TOTAL5
1 | C-102-5.1 | Install and Maintain 20-ft Ditch Wattle, and Remove upon Completion of Project | EA | 6 | 250 | 1500 | 500 | 3000 | 725 | 4350 | 677 | 4062 | 665 | 3990
2 | C-105-6.1 | Mobilization and Demobilization | LS | 1 | 106700 | 106700 | 55000 | 55000 | 47600 | 47600 | 105000 | 105000 | 58000 | 58000
3 | M-101-4.1 | Maintenance of Traffic | LS | 1 | 60000 | 60000 | 15000 | 15000 | 35000 | 35000 | 2270 | 2270 | 58000 | 58000
4 | M-101-4.2 | Deployment, Maintenance, Fueling, and Return of L-893(L) Portable Lighted Runway Closure Markers Supplied by Owner | LS | 1 | 20000 | 20000 | 15000 | 15000 | 15000 | 15000 | 8495 | 8495 | 45000 | 45000
5 | M-101-4.3 | Low-Profile Barricade | EA | 50 | 350 | 17500 | 400 | 20000 | 300 | 15000 | 328 | 16400 | 500 | 25000
6 | P-152-4.1 | Minor Grading for Sign or PAPI Pad, Incl. Ditch Relocation | SY | 1880 | 5 | 9400 | 12.5 | 23500 | 22 | 41360 | 51 | 95880 | 21.3 | 40044
7 | D-701-5.1 | Class III, 12-inch Diameter Reinforced Concrete Pipe, Including Excavation, Pipe Bedding, and Backfill | LF | 100 | 175 | 17500 | 300 | 30000 | 275 | 27500 | 143 | 14300 | 150 | 15000
8 | D-752-5.1 | Headwall for 12” Dia. Reinforced Concrete Pipe, Including Removal and Disposal of Existing Headwall | EA | 1 | 2000 | 2000 | 6500 | 6500 | 2000 | 2000 | 1110 | 1110 | 4500 | 4500
9 | D-752-5.2 | Underdrain Headwall | EA | 16 | 1200 | 19200 | 1850 | 29600 | 1250 | 20000 | 1140 | 18240 | 1800 | 28800
10 | TDOT 709.09 | Rubble Stone Riprap, Class A-1 | CY | 5 | 250 | 1250 | 350 | 1750 | 800 | 4000 | 1130 | 5650 | 155 | 775
11 | T-901-5.1 | Seeding, with Hydraulically Applied Mulch | SY | 1775 | 1.5 | 2662.5 | 7.25 | 12868.75 | 4.5 | 7987.5 | 2.2 | 3905 | 5.25 | 9318.75
12 | T-904-5.1 | Sod | SY | 335 | 9 | 3015 | 20 | 6700 | 15 | 5025 | 11 | 3685 | 24 | 8040
13 | L-100-5.1 | Verification of Existing Conditions | LS | 1 | 10000 | 10000 | 10000 | 10000 | 55000 | 55000 | 23000 | 23000 | 50000 | 50000
14 | L-100-5.2 | Electrical Demolition | LS | 1 | 50000 | 50000 | 12500 | 12500 | 45000 | 45000 | 64250 | 64250 | 50000 | 50000
15 | L-108-5.1 | No. 8 AWG, 5kV L-824 Type C Cable, Installed in Duct Bank or Conduit | LF | 23500 | 3 | 70500 | 2.25 | 52875 | 2 | 47000 | 2.7 | 63450 | 2.05 | 48175
16 | L-108-5.2 | No. 6 AWG, Solid, Bare Copper Counterpoise Wire, Installed in Trench, Including Connections/Terminations and Ground Rods | LF | 10000 | 3 | 30000 | 2.5 | 25000 | 2 | 20000 | 1.6 | 16000 | 2.85 | 28500
17 | L-108-5.3 | No. 6 AWG, 5kV L-824 Type C Cable, Installed in Duct Bank or Conduit | LF | 250 | 3.15 | 787.5 | 2.5 | 625 | 2 | 500 | 3.4 | 850 | 2.4 | 600
18 | L-109-7.1 | Installation of New 4KW Constant Current Regulators for PAPIs on RW 1 and RW19 with Internal S1 Cutout within Existing Vault | EA | 2 | 27000 | 54000 | 13500 | 27000 | 22000 | 44000 | 13300 | 26600 | 17500 | 35000
19 | L-109-7.2 | Installation of New 7.5KW Constant Current Regulator for TW circuit with Internal S1 Cutout within Existing Vault, in Place | EA | 1 | 29000 | 29000 | 15000 | 15000 | 24000 | 24000 | 16950 | 16950 | 22750 | 22750
20 | L-109-7.3 | Installation of New 4KW Constant Current Regulator for RGL circuit with Internal S1 Cutout within Existing Vault | EA | 1 | 27000 | 27000 | 13500 | 13500 | 22000 | 22000 | 13000 | 13000 | 17500 | 17500
21 | L-109-7.4 | Removal and Installation of Existing 7.5KW Constant Current Regulator from the FBO Building to the Existing Vault to be Utilized as a Spare Constant Current Regulator | EA | 1 | 5000 | 5000 | 2500 | 2500 | 10000 | 10000 | 2310 | 2310 | 1260 | 1260
22 | L-109-7.5 | Miscellaneous Vault and Terminal Modifications Including Wiring, and L-821 Modifications | LS | 1 | 15000 | 15000 | 5000 | 5000 | 7500 | 7500 | 8880 | 8880 | 6200 | 6200
23 | L-110-5.1 | Non-Encased Electrical Conduit, 1-Way 2-Inch | LF | 10000 | 15 | 150000 | 10 | 100000 | 10 | 100000 | 14 | 140000 | 18 | 180000
24 | L-110-5.2 | Non-Encased Drain Conduit, 1-Way 2-Inch | LF | 2200 | 15 | 33000 | 10 | 22000 | 13 | 28600 | 15 | 33000 | 16 | 35200
25 | L-110-5.3 | Concrete Encased Rigid Conduit, 1-Way 2-Inch | LF | 70 | 40 | 2800 | 60 | 4200 | 12 | 840 | 80 | 5600 | 150 | 10500
26 | L-125-5.1 | L-861T(L), LED, Elevated Taxiway Edge Light Installed on New L 867B Base Can | EA | 120 | 3000 | 360000 | 1400 | 168000 | 1800 | 216000 | 2390 | 286800 | 2350 | 282000
27 | L-125-5.2 | L-804(L), LED, Elevated Runway Guard Light Installed on New L 867B Base Can | EA | 4 | 5600 | 22400 | 4950 | 19800 | 4000 | 16000 | 5290 | 21160 | 8000 | 32000
28 | L-125-5.3 | L-858(L), LED, Size 2, 3 Module Airfield Guidance Sign Installed on New Foundation | EA | 3 | 17500 | 52500 | 6500 | 19500 | 7500 | 22500 | 10150 | 30450 | 8500 | 25500
|  |  | BASE BID (TWY LIGHTNING) TOTALS |  |  | 1172715 |  | 716418.75 |  | 883762.5 |  | 1031297 |  | 1121652.75
BASE BID (PAPI Replacement) |  |  |  |  | ENGINEER'S ESTIMATE |  | APPALACHIAN FOOTHILLS |  | PRECISION APPROACH |  | STANSELL ELECTRIC |  | CLEARY CONSTRUCTION
ITEM NO. | SPEC. NO. | DESCRIPTION | UNIT | ESTIMATED QUANTITY | UNIT COST | EXTENDED TOTAL | UNIT COST2 | EXTENDED TOTAL2 | UNIT COST3 | EXTENDED TOTAL3 | UNIT COST4 | EXTENDED TOTAL4 | UNIT COST5 | EXTENDED TOTAL5
29 | L-125-5.4 | L-881(L), LED, 2-Box PAPI Array, Installed on New Foundations, and Calibraded with the Installation of Baffles per FAA Flight Check | EA | 2 | 80000 | 160000 | 33500 | 67000 | 32000 | 64000 | 30650 | 61300 | 35000 | 70000
30 | L-125-5.5 | L-861T(L), LED, Elevated Taxiway Edge Light Procured and Delivered to Owner's Storage for Spare Equipment | EA | 13 | 850 | 11050 | 250 | 3250 | 450 | 5850 | 369 | 4797 | 280 | 3640
31 | L-125-5.6 | L-867D Junction Can with 3/8” Metal Cover Plate | EA | 1 | 1400 | 1400 | 1250 | 1250 | 1600 | 1600 | 1660 | 1660 | 2750 | 2750
|  |  | BASE BID (PAPI) TOTALS |  |  | 172450 |  | 71500 |  | 71450 |  | 67757 |  | 76390
|  |  | Project Total |  |  | 1345165 |  | 787918.75 |  | 955212.5 |  | 1099054 |  | 1198042.75
|  |  | Difference from Engineer's Estimate ($): |  |  | N/A |  | -557246.25 |  | -389952.5 |  | -246111 |  | -147122.25
|  |  | Difference from Engineer's Estimate (%): |  |  | N/A |  | -41.43% |  | -28.99% |  | -18.3% |  | -10.94%
RETURN TO INDEX

## M91
ID: | M91
City: | Springfield
Airport: | Springfield-Robertson County
Project Description: | Above Ground Fueling System & Apron Expansion Project
TAD #: | 74-555-0780-24
Bid Date: | 2023-08-25
County: | Robertson
Grand Division: | Middle
SCHEDULE #1 (Apron Expansion) |  |  |  |  | ENGINEERS OPINION |  | TPM, INC. |  | CLEARY CONSTRUCTION, INC.
ITEM NO. | SPEC. NO. | DESCRIPTION | UNIT | ESTIMATED QUANTITY | UNIT COST | EXTENDED TOTAL | UNIT COST | EXTENDED TOTAL | UNIT COST | EXTENDED TOTAL
1 | C-100-1 | CONTRACTOR QUALITY CONTROL PROGRAM (CQCP) | LS | 1 | 10000 | 10000 | 20000 | 20000 | 10000 | 10000
2 | C-100-2 | CONSTRUCTION STAKING | LS | 1 | 25000 | 25000 | 10000 | 10000 | 40000 | 40000
3 | C-100-3 | QUALITY CONTROL TESTING | LS | 1 | 35000 | 35000 | 30000 | 30000 | 50000 | 50000
4 | C-102-1 | SILT FENCE | LF | 200 | 10 | 2000 | 12 | 2400 | 10 | 2000
5 | C-105-1 | MOBILIZATION / DEMOBILIZATION | LS | 1 | 75000 | 75000 | 30000 | 30000 | 210000 | 210000
6 | C-105-2 | CONSTRUCTION EXIT AND HAUL ROUTE | LS | 1 | 5000 | 5000 | 5000 | 5000 | 50000 | 50000
7 | C-105-3 | LOW PROFILE BARRICADES | LS | 1 | 2500 | 2500 | 4800 | 4800 | 2000 | 2000
8 | P-101-1 | ASPHALT MILLING | SY | 40 | 200 | 8000 | 220 | 8800 | 250 | 10000
9 | P-101-2 | DEMOLITION | LS | 1 | 25000 | 25000 | 13000 | 13000 | 40000 | 40000
10 | P-152-1 | UNCLASSIFIED EXCAVATION | CY | 500 | 30 | 15000 | 35 | 17500 | 60 | 30000
11 | P-152-2 | UNDERCUT | CY | 25 | 75 | 1875 | 125 | 3125 | 70 | 1750
12 | P-152-3 | SHOT ROCK FILL | TON | 45 | 75 | 3375 | 140 | 6300 | 80 | 3600
13 | P-209-1 | CRUSHED AGGREGATE BASE COURSE (THICKNESS VARIES) | TON | 1396 | 35 | 48860 | 55 | 76780 | 65 | 90740
14 | P-401-1 | BITUMINOUS ASPHALT SURFACE COURSE - HMA (2" THICK, AGG. GRADATION 2) | TON | 155 | 175 | 27125 | 196 | 30380 | 230 | 35650
15 | P-401-2 | BITUMINOUS ASPHALT BINDER COURSE - HMA (3" THICK, AGG. GRADATION 1) | TON | 250 | 150 | 37500 | 159 | 39750 | 170 | 42500
16 | THD-501-1 | REINFORCED PORTLAND CEMENT CONCRETE PAVEMENT (8" THICK) | SY | 830 | 160 | 132800 | 145 | 120350 | 260 | 215800
17 | P-602-1 | PRIME COAT | GAL | 405 | 8 | 3240 | 4.2 | 1701 | 12 | 4860
18 | P-603-1 | TACK COAT | GAL | 125 | 8 | 1000 | 4.26 | 532.5 | 10 | 1250
19 | D-705-1 | UNDERDRAIN PIPE (8" PVC SCH 80) | LF | 160 | 165 | 26400 | 150 | 24000 | 150 | 24000
20 | D-705-2 | UNDERDRAIN END TREATMENT | EA | 1 | 2500 | 2500 | 650 | 650 | 4000 | 4000
21 | D-751-1 | CONCRETE CATCH BASIN WITH GRATE | EA | 1 | 10000 | 10000 | 21000 | 21000 | 10000 | 10000
22 | T-901, T-908-1 | SEEDING AND MULCHING | AC | 0.5 | 5000 | 2500 | 2400 | 1200 | 10000 | 5000
23 | T-904-1 | SODDING (6-FT WIDE) | SY | 270 | 25 | 6750 | 26 | 7020 | 20 | 5400
24 | T-905-1 | TOPSOILING | CY | 175 | 50 | 8750 | 60 | 10500 | 80 | 14000
25 | L-108-1 | 1/C, #8 AWG, 5kV, L-824C CABLE | LF | 225 | 5 | 1125 | 30 | 6750 | 3 | 675
26 | L-108-2 | #6 AWG BSDC CABLE COUNTERPOISE | LF | 225 | 4 | 900 | 30 | 6750 | 3 | 675
27 | L-108-3 | 5/8" x 10' COUNTERPOISE GND ROD/CONNECTION | EA | 1 | 175 | 175 | 3000 | 3000 | 200 | 200
28 | L-108-4 | TRENCHING AND BACKFILL - RECONNECTING WIND CONE | LF | 225 | 8 | 1800 | 30 | 6750 | 15 | 3375
29 | L-110-1 | 1 WAY ELECTRICAL DUCTBANK | LF | 60 | 65 | 3900 | 100 | 6000 | 65 | 3900
30 | L-110-2 | ELECTRICAL PULL BOX WITH COVER | EA | 1 | 18000 | 18000 | 2500 | 2500 | 22950 | 22950
|  |  | SCHEDULE #1 TOTALS |  | 541075 |  | 516538.5 |  | 934325
|  |  | % DIFFERENCE FROM ENG. EST. |  | N/A |  | -4.5348 |  | 72.6794
SCHEDULE #2 (Fuel Farm and Concrete Tank Pad) |  |  |  |  | ENGINEERS OPINION |  | TPM, INC. |  | CLEARY CONSTRUCTION, INC.
ITEM NO. | SPEC. NO. | DESCRIPTION | UNIT | ESTIMATED QUANTITY | UNIT COST | EXTENDED TOTAL | UNIT COST | EXTENDED TOTAL | UNIT COST | EXTENDED TOTAL
31 | THD-303-1 | CRUSHED AGGREGATE BASE COURSE (6" THICK) | TON | 85 | 35 | 2975 | 160 | 13600 | 65 | 5525
32 | THD-501-1 | PORTLAND CEMENT CONCRETE PAVEMENT (8" THICK) | SY | 200 | 160 | 32000 | 175 | 35000 | 260 | 52000
33 | APPENDIX A | ABOVE GROUND FUEL STORAGE TANK & DISPENSING SYSTEM (1 - 12,000 GAL. AVGAS TANK) - COMPLETE IN PLACE | LS | 1 | 430000 | 430000 | 408411 | 408411 | 628000 | 628000
34 | APPENDIX A | ABOVE GROUND FUEL STORAGE TANK & DISPENSING SYSTEM (1 - 12,000 GAL. JET "A" TANK ) - COMPLETE IN PLACE | LS | 1 | 475000 | 475000 | 410438 | 410438 | 628000 | 628000
35 | APPENDIX A | SELF SERVICE FUELING TERMINAL WITH METAL SHED | LS | 1 | 25000 | 25000 | 32341 | 32341 | 26000 | 26000
|  |  | SCHEDULE #2 TOTALS |  | 964975 |  | 899790 |  | 1339525
|  |  | PROJECT TOTAL (SCHEDULE 1 + SCHEDULE 2) |  | 1506050 |  | 1416328.5 |  | 2273850
|  |  | % DIFFERENCE FROM ENG. EST. (SUBTOTAL) |  | N/A |  | -5.9574 |  | 50.981
RETURN TO INDEX

## MKL
ID: | MKL
City: | Jackson
Airport: | McKellar-Sipes Regional
Project Description: | Airfield Sign Replacement
TAD #: | 57-555-0748-23
Bid Date:
County: | Madison
Grand Division: | West
BASE BID (Airfield Sign Replacement) |  |  |  | EOPCC |  |  | GUARDIAN |  |  | WADE ELECTRIC |  |  | STANSELL
ITEM NO. | SPEC. NO. | DESCRIPTION | UNIT | ESTIMATED QUANTITY | UNIT COST | EXTENDED TOTAL | ESTIMATED QUANTITY | UNIT COST | EXTENDED TOTAL | ESTIMATED QUANTITY | UNIT COST | EXTENDED TOTAL | ESTIMATED QUANTITY | UNIT COST | EXTENDED TOTAL
1 | C-105 | MOBILIZATION | LS | 1 | 25000 | 25000 | 1 | 21046 | 21046 | 1 | 12350 | 12350 | 1 | 54600 | 54600
2 | L-125-5.1 | 1-MODULE SIGN, L-858 (LED), INTERNALLY LIGHTED, MEDIUM INTENSITY, SIZE 1, STYLE 2, CLASS 1, COMPLETE IN PLACE | EA | 1 | 5000 | 5000 | 2 | 4901 | 9802 | 1 | 5220 | 5220 | 1 | 7115 | 7115
3 | L-125-5.2 | 2-MODULE SIGN, L-858 (LED), INTERNALLY LIGHTED, MEDIUM INTENSITY, SIZE 1, STYLE 2, CLASS 1, COMPLETE IN PLACE | EA | 15 | 5500 | 82500 | 14 | 5738 | 80332 | 15 | 5500 | 82500 | 15 | 9060 | 135900
4 | L-125-5.3 | 3-MODULE SIGN, L-858 (LED), INTERNALLY LIGHTED, MEDIUM INTENSITY, SIZE 1, STYLE 2, CLASS 1, COMPLETE IN PLACE | EA | 15 | 6000 | 90000 | 11 | 6832 | 75152 | 15 | 6230 | 93450 | 15 | 9560 | 143400
5 | L-125-5.4 | 4-MODULE SIGN, L-858 (LED), INTERNALLY LIGHTED, MEDIUM INTENSITY, SIZE 1, STYLE 2, CLASS 1, COMPLETE IN PLACE | EA | 2 | 6500 | 13000 | 4 | 6566 | 26264 | 2 | 7950 | 15900 | 2 | 7915 | 15830
6 | L-125-5.5 | 2-MODULE SIGN, L-858 (LED), INTERNALLY LIGHTED, MEDIUM INTENSITY, SIZE 1, STYLE 3, CLASS 1, COMPLETE IN PLACE | EA | 2 | 5800 | 11600 | 2 | 5007 | 10014 | 2 | 5800 | 11600 | 2 | 7320 | 14640
7 | PLANS | SQUARE PARTS | LS | 1 | 5500 | 5500 | 1 | 3182 | 3182 | 1 | 3000 | 3000 | 1 | 2475 | 2475
8 | PLANS | EXISITING SIGN REMOVAL (INCLUDING CONCRETE PAD) | LS | 1 | 17500 | 17500 | 1 | 12353 | 12353 | 1 | 22500 | 22500 | 1 | 80450 | 80450
|  |  | BASE BID TOTALS |  | 250100 |  | 238145 |  |  | 246520 |  |  | 454410
RETURN TO INDEX

## MKL(2)
ID: | MKL
City: | Jackson
Airport: | McKellar-Sipes Regional
Project Description: | 100' Runway Reconstruction - Combined
TAD #: | 57-555-0551-23
Bid Date: | 2023-05-24
County: | Madison
Grand Division: | West
BASE BID (100' Runway Reconstruction) |  |  |  |  | ENGINEER'S ESTIMATE |  | FORD CONSTRUCTION |  | DELTA CONTRACTING CO. |  | Cleary Construction, Inc.
ITEM NO. | SPEC. NO. | DESCRIPTION | UNIT | ESTIMATED QUANTITY | UNIT COST | EXTENDED TOTAL | UNIT COST2 | EXTENDED TOTAL2 | UNIT COST3 | EXTENDED TOTAL3 | UNIT COST4 | EXTENDED TOTAL4
1 | PLANS | AIRFIELD BARRICADES | LS | 1 | 55000 | 55000 | 150000 | 150000 | 25000 | 25000
2 | PLANS | TEMPORARY RUNWAY CLOSURE W/ LIGHTED X'S | LS | 1 | 55000 | 55000 | 175000 | 175000 | 172000 | 172000
3 | PLANS | IMPLEMENTATION OF DISPLACED THRESHOLD PLAN | LS | 1 | 11000 | 11000 | 130000 | 130000 | 67500 | 67500
4 | C-100 | CONTRACTOR QUALITY CONTROL PROGRAM (QCQP) | LS | 1 | 330000 | 330000 | 300000 | 300000 | 569000 | 569000
5 | C-102-5.1 | EROSION CONTROL - SILT FENCE (INSTALLATION & REMOVAL) | LF | 12000 | 5.5 | 66000 | 4.59 | 55080 | 4.25 | 51000
6 | C-102-5.2 | EROSION CONTROL - CHECK DAM (INSTALLATION & REMOVAL) | EA | 42 | 825 | 34650 | 1200 | 50400 | 1500 | 63000
7 | C-102-5.3 | EROSION CONTROL - CONSTRUCTION ENTRANCE (INSTALLATION & REMOVAL) | EA | 2 | 11000 | 22000 | 1240.25 | 2480.5 | 6000 | 12000
8 | C-102-5.4 | EROSION CONTROL - INLET PROTECTION (INSTALLATION & REMOVAL) | EA | 17 | 715 | 12155 | 486 | 8262 | 450 | 7650
9 | C-102-5.5 | Erosion Control - Temporary Sediment Basin (Installation & Removal) | EA | 3 | 90000 | 270000 | 48124.8 | 144374.4 | 130000 | 390000
10 | C-102-5.5 | Erosion Control - Temporary Diversion Berm (Installation & Removal) | LF | 2500 | 15 | 37500 | 40.12 | 100300 | 5 | 12500
11 | C-105 | MOBILIZATION | LS | 1 | 990000 | 990000 | 2038025 | 2038025 | 2241647 | 2241647
12 | P-101-5.1 | PAVEMENT REMOVAL | SY | 123000 | 13.2 | 1623600 | 18 | 2214000 | 23.55 | 2896650
13 | P-152-4.1 | UNCLASSIFIED EXCAVATION | CY | 90000 | 19.8 | 1782000 | 23.5 | 2115000 | 17 | 1530000
14 | P-152-4.2 | UNDERCUT EXCAVATION | CY | 80000 | 19.8 | 1584000 | 14.85 | 1188000 | 13 | 1040000
15 | P-152-4.3 | BORROW EXCAVATION | CY | 80000 | 24.2 | 1936000 | 16.74 | 1339200 | 7 | 560000
16 | P-220-6.1 | CEMENT TREATED SOIL BASE COURSE (12" COMPACTED THICKNESS) | SY | 85000 | 27.5 | 2337500 | 17.82 | 1514700 | 13.5 | 1147500
17 | P-401-8.1 | BITUMINOUS ASPHALT SURFACE COURSE - RUNWAY (GRADATION 2, 1.5" COMPACTED THICKNESS) | TONS | 8000 | 181.5 | 1452000 | 180 | 1440000 | 229 | 1832000
18 | P-401-8.2 | BITUMINOUS ASPHALT BINDER COURSE - RUNWAY (GRADATION 1, 2.5" COMPACTED THICKNESS) | TONS | 13200 | 165 | 2178000 | 140 | 1848000 | 215 | 2838000
19 | P-401-8.3 | BITUMINOUS ASPHALT SURFACE COURSE - TAXIWAY OVERLAY (GRADATION 2, 1.5" COMPACTED THICKNESS) | TONS | 745 | 181.5 | 135217.5 | 220 | 163900 | 229 | 170605
20 | P-407-7.1 | ASPHALT TREATED PERMEABLE BASE COURSE (4" COMPACTED THICKNESS) | SY | 85000 | 19.25 | 1636250 | 24 | 2040000 | 44.12 | 3750200
21 | P-602-5.1 | EMULSIFIED ASPHALT PRIME COAT | GAL | 25500 | 5.5 | 140250 | 6 | 153000 | 6 | 153000
22 | P-603-5.1 | EMULSIFIED ASPHALT TACK COAT | GAL | 17800 | 6.6 | 117480 | 6 | 106800 | 8 | 142400
23 | P-620-5.1 | TEMPORARY PAVEMENT MARKING, NON-REFLECTIVE WHITE | SF | 98000 | 0.99 | 97020 | 0.65 | 63700 | 0.6 | 58800
24 | P-620-5.2 | TEMPORARY PAVEMENT MARKING, NON-REFLECTIVE YELLOW | SF | 11000 | 1.93 | 21175 | 0.86 | 9460 | 0.8 | 8800
25 | P-620-5.3 | PERMANENT PAVEMENT MARKING, REFLECTIVE WHITE | SF | 84000 | 1.21 | 101640 | 1.03 | 86520 | 0.95 | 79800
26 | P-620-5.4 | PERMANENT PAVEMENT MARKING, REFLECTIVE YELLOW | SF | 4000 | 2.2 | 8800 | 1.03 | 4120 | 0.95 | 3800
27 | P-620-5.5 | PERMANENT PAVEMENT MARKING, REFLECTIVE RED | SF | 3500 | 3.85 | 13475 | 5.24 | 18340 | 4.85 | 16975
28 | P-620-5.6 | PERMANENT PAVEMENT MARKING, BLACK | SF | 8700 | 2.75 | 23925 | 0.81 | 7047 | 0.75 | 6525
29 | P-621-5.1 | SAWCUT GROOVING | SY | 53400 | 3.14 | 167409 | 2.65 | 141510 | 1.85 | 98790
30 | D-701-5.1 | 15" REINFORCED CONCRETE PIPE, CLASS III | LF | 334 | 165 | 55110 | 113.4 | 37875.6 | 90 | 30060
31 | D-701-5.2 | 24" REINFORCED CONCRETE PIPE, CLASS III | LF | 2895 | 220 | 636900 | 118.8 | 343926 | 80 | 231600
32 | D-705-5.1 | 6" PERFORATED HDPE PIPE COMPLETE (INCLUDING POROUS BACKFILL AND FILTER FABRIC) | LF | 12500 | 27.5 | 343750 | 14.31 | 178875 | 13.25 | 165625
33 | D-705-5.2 | 6" SOLID HDPE PIPE COMPLETE (INCLUDING POROUS BACKFILL AND FILTER FABRIC) | LF | 5500 | 22 | 121000 | 12.96 | 71280 | 12 | 66000
34 | D-705-5.3 | LATERAL OUTFALL | EA | 22 | 2200 | 48400 | 1188 | 26136 | 1100 | 24200
35 | D-751-5.1 | CATCH BASIN WITH GRATE INLET (D-CB-42RB) | EA | 12 | 8250 | 99000 | 7446.6 | 89359.2 | 5500 | 66000
36 | D-751-5.2 | LOWER EXISTING INLET | EA | 11 | 2750 | 30250 | 1853.28 | 20386.08 | 3700 | 40700
37 | D-751-5.3 | RAISE EXISTING INLET | EA | 1 | 2750 | 2750 | 2526.12 | 2526.12 | 3700 | 3700
38 | D-752-5.1 | 24" HEADWALL | EA | 1 | 4950 | 4950 | 1755 | 1755 | 2000 | 2000
39 | T-901-5.1 | HYDRO-SEEDING | AC | 13 | 3850 | 50050 | 3240 | 42120 | 6000 | 78000
40 | T-904-5.1 | SODDING | SY | 3160 | 5.5 | 17380 | 4.86 | 15357.6 | 4.5 | 14220
41 | T-905-5.1 | TOPSOIL (OBTAINED ON SITE) | CY | 26400 | 16.5 | 435600 | 13.39 | 353496 | 11 | 290400
42 | F-162-5.1 | CHAIN-LINK FENCE | LF | 505 | 38.5 | 19442.5 | 38.29 | 19336.45 | 24.75 | 12498.75
43 | TDOT 303D | MINERAL AGGREGATE TYPE A BASE (10" COMPACTED THICKNESS) | SY | 550 | 26.4 | 14520 | 32.2 | 17710 | 29 | 15950
44 | TDOT 411D | ACS MIX (PG6422), GRADING D (2.5" COMPACTED THICKNESS) | TONS | 85 | 165 | 14025 | 300 | 25500 | 250 | 21250
45 | L-108-5.1 | No. 8 AWG, 5 kV, L-824, Type C CABLE, INSTALLED IN TRENCH, DUCT BANK OR CONDUIT | LF | 29800 | 3.58 | 106535 | 3.53 | 105194 | 3.27 | 97446
46 | L-108-5.2 | No. 4 AWG, 600 V, THHN/THWN-2 CABLE, INSTALLED IN TRENCH, DUCT BANK OR CONDUIT | LF | 1900 | 3.14 | 5956.5 | 4.98 | 9462 | 4.61 | 8759
47 | L-108-5.3 | No. 6 AWG, SOLID, BARE COPPER COUNTERPOISE WIRE, INSTALLED ABOVE THE DUCT BANK OR CONDUIT, INCLUDING CONNECTION/TERMINATIONS AND GROUND RODS | LF | 20500 | 5.5 | 112750 | 2.18 | 44690 | 2.02 | 41410
48 | L-108-5.4 | No. 6 AWG, INSULATED, STRANDED EQUIPMENT GROUND, INSTALLED IN DUCT BANK OR CONDUIT | LF | 630 | 8.25 | 5197.5 | 5.52 | 3477.6 | 5.11 | 3219.3
49 | L-110-5.1 | EXISTING DUCT BANK EXTENSION | LF | 90 | 148.5 | 13365 | 271.35 | 24421.5 | 251.25 | 22612.5
50 | L-110-5.2 | NON-ENCASED, ELECTRICAL CONDUIT, 1-WAY, 2-INCH PVC | LF | 20500 | 27.5 | 563750 | 13.21 | 270805 | 12.23 | 250715
51 | L-110-5.3 | CONCRETE ENCASED, ELECTRICAL DUCT, 1-WAY, 2-INCH PVC | LF | 110 | 44 | 4840 | 198.34 | 21817.4 | 183.65 | 20201.5
52 | L-115-5.1 | ELECTRICAL JUNCTION CAN, L-867, CLASS 1, SIZE B | EA | 8 | 550 | 4400 | 2711.95 | 21695.6 | 2511.06 | 20088.48
53 | L-115-5.2 | ELECTRICAL JUNCTION CAN, L-867, CLASS 1, SIZE D | EA | 18 | 550 | 9900 | 2927.95 | 52703.1 | 2711.06 | 48799.08
54 | L-125-5.1 | RUNWAY EDGE LIGHT, L-862(L), BASE MOUNTED, HIGH INTENSITY (LED), COMPLETE IN PLACE | EA | 57 | 2200 | 125400 | 2326.86 | 132631.02 | 2154.5 | 122806.5
55 | L-125-5.2 | RUNWAY EDGE LIGHT, L-850C(L), FLUSH MOUNTED, HIGH INTENSITY (LED), COMPLETE IN PLACE | EA | 3 | 2530 | 7590 | 3400.19 | 10200.57 | 3148.32 | 9444.96
56 | L-125-5.3 | RUNWAY THRESHOLD LIGHT, L-826E(L), BASE MOUNTED, HIGH INTENSITY (LED), COMPLETE IN PLACE | EA | 16 | 2200 | 35200 | 2725.75 | 43612 | 2523.84 | 40381.44
57 | L-125-5.4 | TAXIWAY EDGE LIGHT, L-861T(L), BASE MOUNTED, MEDIUM INTENSITY (LED), COMPLETE IN PLACE | EA | 70 | 2200 | 154000 | 1571.05 | 109973.5 | 1454.68 | 101827.6
58 | L-125-5.5 | 1-MODULE SIGN, L-858 (LED), INTERNALLY LIGHTED, MEDIUM INTENSITY, SIZE 4, STYLE 3, CLASS 1, COMPLETE IN PLACE | EA | 5 | 5500 | 27500 | 10929.69 | 54648.45 | 10120.08 | 50600.4
59 | L-125-5.6 | 1-MODULE SIGN, L-858 (LED), INTERNALLY LIGHTED, MEDIUM INTENSITY, SIZE 1, STYLE 2, CLASS 1, COMPLETE IN PLACE | EA | 3 | 5500 | 16500 | 8135.51 | 24406.53 | 7532.88 | 22598.64
60 | L-125-5.7 | 2-MODULE SIGN, L-858 (LED), INTERNALLY LIGHTED, MEDIUM INTENSITY, SIZE 1, STYLE 2, CLASS 1, COMPLETE IN PLACE | EA | 6 | 6050 | 36300 | 8931.27 | 53587.62 | 8269.69 | 49618.14
61 | L-125-5.8 | 2-MODULE SIGN, L-858 (LED), INTERNALLY LIGHTED, MEDIUM INTENSITY, SIZE 1, STYLE 3, CLASS 1, COMPLETE IN PLACE | EA | 1 | 6050 | 6050 | 8778.93 | 8778.93 | 8128.64 | 8128.64
62 | L-125-5.9 | 3-MODULE SIGN, L-858 (LED), INTERNALLY LIGHTED, MEDIUM INTENSITY, SIZE 1, STYLE 2, CLASS 1, COMPLETE IN PLACE | EA | 3 | 6600 | 19800 | 10464.71 | 31394.13 | 9689.55 | 29068.65
63 | L-125-5.10 | 3-MODULE SIGN, L-858 (LED), INTERNALLY LIGHTED, MEDIUM INTENSITY, SIZE 1, STYLE 3, CLASS 1, COMPLETE IN PLACE | EA | 6 | 6600 | 39600 | 10490.9 | 62945.4 | 9713.8 | 58282.8
64 | L-125-5.11 | PRECISION APPROACH PATH INDICATOR, L-880(L), STYLE A, CLASS I, COMPLETE IN PLACE | EA | 2 | 82500 | 165000 | 65822.08 | 131644.16 | 60946.37 | 121892.74
65 | PLANS | CONSTANT CURRENT REGULATOR, L-828, 7.5kW, THYRISTOR, CLASS 1, STYLE 2, COMPLETE IN PLACE | EA | 1 | 22000 | 22000 | 22367.33 | 22367.33 | 20710.49 | 20710.49
66 | PLANS | ELECTRICAL SPARE PARTS | LS | 1 | 5500 | 5500 | 53010.8 | 53010.8 | 49084.07 | 49084.07
67 | PLANS | EXISTING ELECTRICAL DEMOLITION | LS | 1 | 220000 | 220000 | 44444.12 | 44444.12 | 41151.96 | 41151.96
68 | PLANS | DEMOLISH THRESHOLD BAR | LS | 1 | 11000 | 11000 | 5400 | 5400 | 5000 | 5000
69 | PLANS | INSTALL NEW THRESHOLD BAR WITH 13 CANS | LS | 1 | 13750 | 13750 | 19749.27 | 19749.27 | 18286.36 | 18286.36
70 | PLANS | EMT MAST STATION | EA | 1 | 8250 | 8250 | 4164.64 | 4164.64 | 3856.15 | 3856.15
71 | PLANS | MALS MG-20 MAST STATION | EA | 3 | 8250 | 24750 | 4815.8 | 14447.4 | 4459.07 | 13377.21
72 | PLANS | 2" CONDUIT INSTALLED IN GROUND 36" DEEP | LF | 1600 | 22 | 35200 | 13.55 | 21680 | 12.55 | 20080
73 | PLANS | 3" CONDUIT INSTALLED IN GROUND 36" DEEP | LF | 1300 | 33 | 42900 | 16.86 | 21918 | 15.61 | 20293
74 | PLANS | #1/0 AWGBARE COPPER | LF | 1300 | 3.85 | 5005 | 5.66 | 7358 | 5.24 | 6812
75 | PLANS | 1/C #250 KCMIL CABLE INSTALLED IN CONDUIT | LF | 5220 | 5.5 | 28710 | 12.58 | 65667.6 | 11.65 | 60813
76 | PLANS | 1/C #3 CABLE INSTALLED IN CONDUIT | LF | 7000 | 3.85 | 26950 | 4.07 | 28490 | 3.77 | 26390
77 | PLANS | 1/C #4 CABLE INSTALLED IN CONDUIT | LF | 3400 | 3.85 | 13090 | 3.36 | 11424 | 3.11 | 10574
78 | PLANS | #2 BSDC | LF | 100 | 3.85 | 385 | 4.86 | 486 | 4.5 | 450
79 | PLANS | #16 GREEN GROUND | LF | 50 | 3.85 | 192.5 | 1.62 | 81 | 1.5 | 75
80 | PLANS | #4 AWB BC | LF | 100 | 3.85 | 385 | 2.97 | 297 | 2.75 | 275
|  |  | BASE BID TOTALS |  |  | 21049875.5 |  | 20391931.62 |  | 22432475.36 |  | 0
|  |  | Difference from Engineer's Estimate: |  |  | - |  | -657943.88 |  | 1382599.86 |  | -21049875.5
|  |  |  | % Difference |  |  |  | -3.126% |  | 6.568% |  | -100%
RETURN TO INDEX

## MKL(3)
ID: | MKL
City: | Jackson
Airport: | McKellar-Sipes Regional
Project Description: | Air Traffic Control Tower Upgrades
TAD #: | 57-555-0554-23
Bid Date: | 2023-07-11
County: | Madison
Grand Division: | West
BASE BID (ATCT Upgrades): |  |  |  |  | ENGINEER'S ESTIMATE |  | WATLINGTON BROTHERS |  | GRINDER, TABER & GRINDER
ITEM NO. | SPEC. NO. | DESCRIPTION | UNIT | ESTIMATED QUANTITY | UNIT COST | EXTENDED TOTAL | UNIT COST2 | EXTENDED TOTAL2 | UNIT COST3 | EXTENDED TOTAL3
1 | C-105 | Mobilization | LS | 1 | 40000 | 40000 | 66847 | 66847 | 16180.46 | 16180.46
2 | SPECS | FAA Related Electronic Equipment Replacement | LS | 1 | 153000 | 153000 | 255715 | 255715 | 260886.43 | 260886.43
3 | 07 5400 | Thermoplastic Membrane Roofing | LS | 1 | 45000 | 45000 | 91692 | 91692 | 78888.34 | 78888.34
4 | 08 8000 | Glazing-Fully Tempered Glass | LS | 1 | 116000 | 116000 | 243367 | 243367 | 182881.55 | 182881.55
5 | 09 5100 | Acoustical Ceilings | LS | 1 | 4000 | 4000 | 2657 | 2657 | 17985.31 | 17985.31
6 | 09 6813 | Tile Carpeting | LS | 1 | 9000 | 9000 | 8688 | 8688 | 4476.17 | 4476.17
7 | 12 2400 | Window Shading | LS | 1 | 18000 | 18000 | 11837 | 11837 | 38251.26 | 38251.26
8 | PLANS | HVAC Ductwork Insulation | LS | 1 | 15000 | 15000 | 48180 | 48180 | 18516.4 | 18516.4
9 | SPECS | Access Control and Camera Upgrades | LS | 1 | 23500 | 23500 | 24128 | 24128 | 25204.44 | 25204.44
|  |  | TOTAL BASE BID ITEMS |  |  | 423500 |  | 753111 |  | 643270.36
ADD ALTERNATES: |  |  |  |  | ENGINEER'S ESTIMATE |  | WATLINGTON BROTHERS |  | GRINDER, TABER & GRINDER
ITEM NO. | SPEC. NO. | DESCRIPTION | UNIT | ESTIMATED QUANTITY | UNIT COST | EXTENDED TOTAL | UNIT COST2 | EXTENDED TOTAL2 | UNIT COST3 | EXTENDED TOTAL3
10 | 08 8000 | Glazing - Laminated Outside Glazing (Alternate 1) | LS | 1 | 60000 | 60000 | 83577 | 83577 | 43141.85 | 43141.85
11 | SPECS | FAA Related Electronic Equipment Relocation (Additive Alternate 2) | LS | 1 | 150000 | 150000 | No Bid | #VALUE! | No Bid | 159986
|  |  | TOTAL WITH RELOCATION OF EQUIPMENT ALTERNATE: |  |  | 573500 |  | 753111 |  | 803256.36
|  |  | TOTAL WITH GLAZING ALTERNATE: |  |  | 483500 |  | 836688 |  | 686412.21
|  |  | TOTAL WITH RELOCATION OF EQUIPMENT & GLAZING ALTERNATE: |  |  | 633500 |  | 836688 |  | 846398.21
|  |  | Difference from Engineer's Estimate ($): |  |  | N/A |  | 203188 |  | 212898.21
|  |  | Difference from Engineer's Estimate (%): |  |  | N/A |  | 32.07% |  | 33.61%
RETURN TO INDEX

## MKL(4)
ID: | MKL
City: | Jackson
Airport: | McKellar-Sipes Regional
Project Description: | Corporate Hangar Access & Security Fencing
TAD #:
Bid Date: | 2023-12-19
County: | Madison
Grand Division: | West
BASE BID (CORPORATE HANGAR ACCESS & SECURITY FENCING) |  |  |  |  | ENGINEER'S ESTIMATE |  | DELTA |  | FORD |  | GTG |  | VUCON |  | XCAVATORS
ITEM NO. | SPEC. NO. | DESCRIPTION | UNIT | ESTIMATED QUANTITY | UNIT COST | EXTENDED TOTAL | UNIT COST2 | EXTENDED TOTAL2 | UNIT COST3 | EXTENDED TOTAL3 | UNIT COST4 | EXTENDED TOTAL4 | UNIT COST5 | EXTENDED TOTAL5 | UNIT COST6 | EXTENDED TOTAL6
1 | C-102-5.1a | TEMPORARY SEEDING & MULCHING | AC | 1 | 5000 | 5000 | 2750 | 2750 | 2750 | 2750 | 3279 | 3279 | 4649.71 | 4649.71 | 1000 | 1000
2 | C-102-5.1b | INSTALLATION AND REMOVAL OF SILT FENCE | LF | 600 | 10 | 6000 | 6 | 3600 | 6 | 3600 | 6 | 3600 | 8.97 | 5382 | 6.25 | 3750
3 | C-102-5.1c | INLET PROTECTION | EA | 5 | 350 | 1750 | 400 | 2000 | 400 | 2000 | 252 | 1260 | 3321.22 | 16606.1 | 350 | 1750
4 | C-102-5.1d | OUTLET PROTECTION | EA | 1 | 2500 | 2500 | 1700 | 1700 | 1600 | 1600 | 448 | 448 | 3321.23 | 3321.23 | 2750 | 2750
5 | C-105 | MOBILIZATION | LS | 1 | 35000 | 35000 | 31100 | 31100 | 37000 | 37000 | 37538 | 37538 | 30555.26 | 30555.26 | 45000 | 45000
6 | P-152-4.1 | UNCLASSIFIED EXCAVATION | CY | 600 | 15 | 9000 | 40 | 24000 | 22 | 13200 | 26 | 15600 | 34.74 | 20844 | 25 | 15000
7 | P-152-4.2 | BORROW EXCAVATION | CY | 425 | 25 | 10625 | 27 | 11475 | 40 | 17000 | 20 | 8500 | 31.82 | 13523.5 | 25 | 10625
8 | P-152-4.3 | UNDERCUT EXCAVATION | CY | 300 | 20 | 6000 | 45 | 13500 | 19 | 5700 | 22 | 6600 | 36.35 | 10905 | 25 | 7500
9 | TDOT 303D | MINERAL AGGREGATE TYPE A BASE COURSE (10" COMPACTED THICKNESS) | SY | 1765 | 32 | 56480 | 23 | 40595 | 25 | 44125 | 29 | 51185 | 34.1 | 60186.5 | 35 | 61775
10 | TDOT 411D | ACS MIX (PG64-22) GRADING D (2.5-INCH COMPACTED THICKNESS | TONS | 280 | 185 | 51800 | 180 | 50400 | 280 | 78400 | 202 | 56560 | 371.98 | 104154.4 | 235 | 65800
11 | TDOT 402 | BITUMINOUS MATERIAL FOR PRIME COAT (PC) | GAL | 525 | 8 | 4200 | 5 | 2625 | 5 | 2625 | 6 | 3150 | 6.64 | 3486 | 6.5 | 3412.5
12 | TDOT 501 | TDOT 501 PCC PAVEMENT (REINFORCED) 6" | SY | 20 | 200 | 4000 | 185 | 3700 | 220 | 4400 | 392 | 7840 | 479.92 | 9598.4 | 400 | 8000
13 | T-901-5.1 | SEEDING | AC | 1 | 5000 | 5000 | 4750 | 4750 | 4750 | 4750 | 6053 | 6053 | 5978.2 | 5978.2 | 8500 | 8500
14 | T-904-5.1 | SODDING | SY | 450 | 12 | 5400 | 5.5 | 2475 | 5.5 | 2475 | 6 | 2700 | 7.64 | 3438 | 7 | 3150
15 | T-905-5.1 | TOPSOIL (OBTAINED ON SITE) | CY | 100 | 15 | 1500 | 6 | 600 | 24 | 2400 | 13 | 1300 | 21.71 | 2171 | 10 | 1000
16 | D-701-5.1 | 15" REINFORCED CONCRETE PIPE, CLASS III | LS | 520 | 150 | 78000 | 45 | 23400 | 115 | 59800 | 73 | 37960 | 89.89 | 46742.8 | 100 | 52000
17 | D-751-5.1 | CATCH BASIN WITH GRATE INLET (24" X 24") | LS | 5 | 4000 | 20000 | 3200 | 16000 | 4000 | 20000 | 4484 | 22420 | 4014.1 | 20070.5 | 6000 | 30000
18 | D-752-5.1 | 15" HEADWALL | LS | 1 | 2500 | 2500 | 1400 | 1400 | 950 | 950 | 3363 | 3363 | 5418.08 | 5418.08 | 2000 | 2000
19 | F-162-5.1 | CHAIN-LINK FENCE (BASE BID) | LF | 995 | 35 | 34825 | 25 | 24875 | 20 | 19900 | 68 | 67660 | 26.5 | 26367.5 | 55 | 54725
20 | F-162-5.2 | AUTOMATIC DRIVEWAY GATE (20 FEET WIDE) | EA | 1 | 15000 | 15000 | 14700 | 14700 | 18000 | 18000 | 18276 | 18276 | 51270.4 | 51270.4 | 37000 | 37000
21 | F-162-5.3 | PERSONNEL GATE | EA | 2 | 15000 | 30000 | 690 | 1380 | 400 | 800 | 426 | 852 | 504.83 | 1009.66 | 650 | 1300
22 | TDOT 701 | CONCRETE SIDEWALK (4") | SF | 1650 | 15 | 24750 | 14 | 23100 | 20 | 33000 | 15 | 24750 | 13.62 | 22473 | 17 | 28050
23 | TDOT 716 | PAINTED PAVEMENT MARKINGS (4" LINE) | LF | 500 | 2.5 | 1250 | 2 | 1000 | 2 | 1000 | 4 | 2000 | 0.48 | 240 | 4.5 | 2250
24 | PLANS | PARKING STOP | EA | 25 | 150 | 3750 | 110 | 2750 | 110 | 2750 | 140 | 3500 | 177.75 | 4443.75 | 200 | 5000
25 | PLANS | 6" Curbing | LF | 220 | 32 | 7040 | 30 | 6600 | 30 | 6600 | 39 | 8580 | 29.89 | 6575.8 | 78 | 17160
26 | PLANS | ACCESSIBLE PARKING STRIPING | EA | 2 | 250 | 500 | 150 | 300 | 150 | 300 | 112 | 224 | 16.61 | 33.22 | 130 | 260
27 | PLANS | ACCESSIBLE PARKING SIGNS | EA | 2 | 750 | 1500 | 220 | 440 | 300 | 600 | 319 | 638 | 298.91 | 597.82 | 375 | 750
|  |  | BASE BID TOTALS |  |  | 423370 |  | 311215 |  | 385725 |  | 395836 |  | 480041.83 |  | 469507.5
|  |  | Difference from Engineer's Estimate: |  |  | - |  | -112155 |  | -37645 |  | -27534
|  |  |  | % Difference |  |  |  | -26.49% |  | -8.892% |  | -6.504%
RETURN TO INDEX

## MQY
ID: | MQY
City: | Smyrna
Airport: | Smyrna Airport
Project Description: | Rwy 1-19 Reconstruction and RSA Improvements with MIRLs
TAD #: | 75-555-0779-23
Bid Date: | 2023-05-16
County: | Rutherford
Grand Division: | Middle
BASE BID (Runway Reconstruction) |  |  |  |  | ENGINEER'S ESTIMATE |  | VULCAN CONSTR. MATERIALS, LLC |  | CLEARY CONSTRUCTION, INC. |  | JONES BROS. CONTRACTORS, LLC
ITEM NO. | SPEC. NO. | DESCRIPTION | UNIT | ESTIMATED QUANTITY | UNIT COST | EXTENDED TOTAL | UNIT COST | EXTENDED TOTAL | UNIT COST | EXTENDED TOTAL | UNIT COST | EXTENDED TOTAL
1 | C-100-14.1 | Contractor Quality Control Program | L.S. | 1 | 190000 | 190000 | 295000 | 295000 | 635000 | 635000 | 3410000 | 3410000
2 | C-102-5.1 | Inspection and Reporting to TDEC and Maintenance of Statewide NPDES General Permit Coverage for Construction Site Stormwater Runoff | L.S. | 1 | 30000 | 30000 | 65000 | 65000 | 31400 | 31400 | 50000 | 50000
3 | C-102-5.2 | Install and Maintain 20-ft Ditch Wattle, and Remove upon Completion of Project | EA. | 135 | 260 | 35100 | 97.7 | 13189.5 | 116 | 15660 | 100 | 13500
4 | C-102-5.3 | Install and Maintain Inlet Protection and Remove upon Completion of Project | EA. | 42 | 400 | 16800 | 360 | 15120 | 428 | 17976 | 400 | 16800
5 | C-102-5.4 | Stone Filter Ring for Culvert Headwall | EA. | 5 | 2500 | 12500 | 633 | 3165 | 1000 | 5000 | 3300 | 16500
6 | C-102-5.5 | Install and Maintain Silt Fence, and Remove upon Completion of Project | L.F. | 2500 | 8 | 20000 | 5.9 | 14750 | 7 | 17500 | 6 | 15000
7 | C-102-5.6 | Install Double Net Straw Matting | S.Y. | 7500 | 4 | 30000 | 1.45 | 10875 | 1.7 | 12750 | 2 | 15000
8 | C-102-5.7 | Temporary Seeding with Mulch | ACRE | 74 | 3500 | 259000 | 2320 | 171680 | 2750 | 203500 | 2000 | 148000
9 | C-102-5.8 | Temporary Diversion Berm | L.F. | 7030 | 7 | 49210 | 4 | 28120 | 2.75 | 19332.5 | 3 | 21090
10 | C-102-5.9 | Temporary Diversion Ditch | L.F. | 2750 | 8 | 22000 | 4 | 11000 | 5.45 | 14987.5 | 5 | 13750
11 | C-102-5.10 | Temporary Sediment Trap | EA. | 2 | 20000 | 40000 | 1980 | 3960 | 3000 | 6000 | 8000 | 16000
12 | C-105-6.1 | Mobilization and Demobilization | L.S. | 1 | 1249000 | 1249000 | 336000 | 336000 | 750000 | 750000 | 650000 | 650000
13 | C-105-6.2 | As-Built Drawings | L.S. | 1 | 100000 | 100000 | 198000 | 198000 | 100000 | 100000 | 100000 | 100000
14 | M-101-4.1 | Maintenance of Traffic | L.S. | 1 | 200000 | 200000 | 394000 | 394000 | 290000 | 290000 | 465000 | 465000
15 | M-101-4.2 | Deployment, Maintenance, Fueling, and Return of L-893(L) Portable Lighted Runway Closure Markers Supplied by Owner | L.S. | 1 | 30000 | 30000 | 60700 | 60700 | 80000 | 80000 | 20000 | 20000
16 | M-101-4.3 | Low-Profile Barricade | EA. | 50 | 400 | 20000 | 568 | 28400 | 436 | 21800 | 1500 | 75000
17 | P-101-5.1.1 | Asphalt Shoulder Pavement Removal to 12-inch Min. Depth, Including Placement in Project Pavement or Embankment Areas | S.Y. | 13295 | 20 | 265900 | 21.3 | 283183.5 | 17.1 | 227344.5 | 13 | 172835
18 | P-101-5.1.2 | Asphalt Shoulder Pavement Removal to 12-inch Min. Depth, Including Off-site Disposal | S.Y. | 7335 | 30 | 220050 | 17.4 | 127629 | 25.3 | 185575.5 | 18 | 132030
19 | P-101-5.2 | Composite Shoulder Removal of Concrete Pavement, 7- to 8- inch Slab Thickness with Variable Thickness Asphalt Overlay 0-2.5inches, to Bottom of 7- to 8- inch PCC Slab, Including Off-site Disposal | S.Y. | 6335 | 35 | 221725 | 20.7 | 131134.5 | 23.7 | 150139.5 | 26 | 164710
20 | P-101-5.3 | Composite Runway Pavement Removal of Concrete Pavement, 7- to 8- inch Slab Thickness with Variable Thickness Asphalt Overlay 2.5-6 inches, to Bottom of 7- to 8- inch PCC Slab, Including Off-site Disposal | S.Y. | 12130 | 45 | 545850 | 24.7 | 299611 | 24.3 | 294759 | 28 | 339640
21 | P-101-5.4 | Preparation of Existing Asphalt Runway Pavement Surface for Creation of a Recycled Pavement Base Layer, including Milling, Fine Grading of deposited Millings, or Fine grading of Removed and embanked Asphalt Shoulder Pavement Materials | S.Y. | 41920 | 8 | 335360 | 7.05 | 295536 | 9.2 | 385664 | 10 | 419200
22 | P-101-5.5 | Variable Depth 0.5-inch to 2-inch Asphalt Surface Milling for Smooth Tie-in of New Pavement Surface | S.Y. | 7235 | 7 | 50645 | 3.25 | 23513.75 | 8.2 | 59327 | 8 | 57880
23 | P-151-4.1 | Clearing and Grubbing | ACRE | 0.75 | 25000 | 18750 | 20000 | 15000 | 26000 | 19500 | 25000 | 18750
24 | P-152-4.1 | Unclassified Excavation to On-Airport Embankment Areas | C.Y. | 73900 | 20 | 1478000 | 30.7 | 2268730 | 24.35 | 1799465 | 21 | 1551900
25 | P-152-4.2 | Undercut Excavation of Yielding Materials to Off-Site Disposal, Including Backfill from Project Site Sources | C.Y. | 4500 | 35 | 157500 | 30.7 | 138150 | 40 | 180000 | 50 | 225000
26 | P-152-4.3 | Unclassified Excavation to Off-Site Disposal | C.Y. | 9385 | 35 | 328475 | 25.8 | 242133 | 40 | 375400 | 32 | 300320
27 | P-152-4.4 | Topsoil Stripping to On-Site Stockpile | C.Y. | 40500 | 12 | 486000 | 11.6 | 469800 | 10.4 | 421200 | 4 | 162000
28 | P-207-5.1 | In-Place Full Depth Recycled (FDR) Asphalt Aggregate Base Course, 10-inch Depth | S.Y. | 54420 | 6 | 326520 | 4.3 | 234006 | 6.7 | 364614 | 5 | 272100
29 | P-207-5.2 | Cement | TON | 1880 | 280 | 526400 | 246 | 462480 | 285 | 535800 | 325 | 611000
30 | P-401-8.1.1a | Asphalt Surface Course, 2" Lifts, 3/4-inch Max. Aggregate Size, PG 70-22 | TON | 12990 | 190 | 2468100 | 175 | 2273250 | 214 | 2779860 | 101 | 1311990
31 | P-602-5.1 | Emulsified Asphalt Prime Coat | GAL | 13420 | 6 | 80520 | 4 | 53680 | 4.9 | 65758 | 6 | 80520
32 | P-603-5.1 | Emulsified Asphalt Tack Coat | GAL | 8100 | 7 | 56700 | 5 | 40500 | 6.1 | 49410 | 5 | 40500
33 | TDOT 303.01 | Mineral Aggregate Base, Type A, Gradation D, for Cart Path and Perimeter Road | TON | 2960 | 40 | 118400 | 40 | 118400 | 33.25 | 98420 | 31 | 91760
34 | TDOT 307.01 | Bituminous Plant Mix Base, Gradation BM2, for Perimeter Roads | TON | 760 | 165 | 125400 | 120 | 91200 | 147 | 111720 | 175 | 133000
35 | TDOT 411.01 | Asphaltic Concrete Surface, Gradation D, for Cart Path and Perimeter Roads | TON | 700 | 180 | 126000 | 155 | 108500 | 190 | 133000 | 185 | 129500
36 | P-620-5.1 | Airfield Markings, White, Yellow or Red, with Reflective Media | S.F. | 57855 | 1 | 57855 | 0.82 | 47441.1 | 0.55 | 31820.25 | 1 | 57855
37 | P-620-5.2 | Airfield Markings, Black , without Reflective Media | S.F. | 18335 | 0.6 | 11001 | 0.33 | 6050.55 | 0.8 | 14668 | 0.75 | 13751.25
38 | P-620-5.3 | Temporary Airfield Markings White or Yellow, without Reflective Media | S.F. | 7290 | 0.75 | 5467.5 | 0.41 | 2988.9 | 0.8 | 5832 | 0.75 | 5467.5
39 | P-621-5.1 | Grooving | S.Y. | 47415 | 2 | 94830 | 2.05 | 97200.75 | 2.3 | 109054.5 | 2 | 94830
40 | F-162-5.1 | Airport Operations Area Security Fence, 6-ft Chain Link Fence Fabric Height, with 3-strand Barbed Wire | L.F. | 1630 | 50 | 81500 | 32.9 | 53627 | 39 | 63570 | 45 | 73350
41 | F-162-5.2 | Golf Course Perimeter Fence, 6-ft Link Fence Fabric Height | L.F. | 70 | 45 | 3150 | 25.9 | 1813 | 84 | 5880 | 45 | 3150
42 | F-162-5.3 | Gate in Golf Course Perimeter Fence, 12-ft opening, Manually Operated, Double-Leaved Swing Gate, with Lock | EA. | 1 | 2500 | 2500 | 3860 | 3860 | 2450 | 2450 | 4000 | 4000
43 | F-162-5.4 | Install Posts at Approx. 13.5-foot Spacing for Post-and-Cable System along South Side of Hercules Drive, Including Salvage and Reinstallation of Cable through New Posts, with Cuts and Splices for Reconnection to Existing Cable | L.F. | 1000 | 40 | 40000 | 15.4 | 15400 | 25 | 25000 | 40 | 40000
44 | D-701-5.1 | Class lll, 12-inch Diameter Reinforced Concrete Pipe, Including Excavation, Pipe Bedding, and Backfill | L.F. | 16 | 150 | 2400 | 157 | 2512 | 172 | 2752 | 150 | 2400
45 | D-701-5.2 | Class lll, 18-inch Diameter Reinforced Concrete Pipe, Including Excavation, Pipe Bedding, and Backfill | L.F. | 325 | 165 | 53625 | 157 | 51025 | 188 | 61100 | 120 | 39000
46 | D-701-5.3 | Class lll, 24-inch Diameter Reinforced Concrete Pipe, Including Excavation, Pipe Bedding, and Backfill | L.F. | 428 | 175 | 74900 | 167 | 71476 | 218 | 93304 | 150 | 64200
47 | D-701-5.4 | Class lll, 36-inch Diameter Reinforced Concrete Pipe, Including Excavation, Pipe Bedding, and Backfill | L.F. | 18 | 315 | 5670 | 330 | 5940 | 360 | 6480 | 300 | 5400
48 | TDOT 709.09 | Rubble Stone Riprap, Class A-1 | CY | 45 | 150 | 6750 | 153 | 6885 | 100 | 4500 | 120 | 5400
49 | D-751-5.1 | New Inlet 1, Double Grate, Depth 3.25-ft, Including Excavation, Base Stone Bedding, and Backfill | EA. | 1 | 16000 | 16000 | 15300 | 15300 | 17650 | 17650 | 17000 | 17000
50 | D-751-5.2 | New Inlet 2, Double Grate, Depth 3.32-ft, Including Excavation, Base Stone Bedding, and Backfill | EA. | 1 | 16000 | 16000 | 15400 | 15400 | 17650 | 17650 | 17000 | 17000
51 | D-751-5.3 | New Inlet 3, TDOT Standard No. 39 Circular Catch Basin (D-CB-39RB), Inner Dia. 96-in Approx.. 10.3-ft Depth Rim to Invert, Including Excavation, Base Stone Bedding, and Backfill | EA. | 1 | 19500 | 19500 | 25400 | 25400 | 18100 | 18100 | 50000 | 50000
52 | D-751-5.4 | New Inlet B23, Double Grate, Depth 3.64-ft, Including Excavation, Base Stone Bedding, and Backfill | EA. | 1 | 16500 | 16500 | 16100 | 16100 | 17650 | 17650 | 22000 | 22000
53 | D-751-5.5 | New Inlet B25A, Double Grate, Depth 4.38-ft, Including Excavation, Base Stone Bedding, and Backfill | EA. | 1 | 18000 | 18000 | 26500 | 26500 | 17650 | 17650 | 23000 | 23000
54 | D-751-5.6 | New Inlet B25B, Double Grate, Depth 4.00-ft, Including Excavation, Base Stone Bedding, and Backfill | EA. | 1 | 18000 | 18000 | 26500 | 26500 | 17650 | 17650 | 20000 | 20000
55 | D-751-5.7 | New Inlet B28A, Triple Grate, Depth 5.01-ft, Including Excavation, Base Stone Bedding, and Backfill | EA. | 1 | 27000 | 27000 | 25100 | 25100 | 28000 | 28000 | 30000 | 30000
56 | D-751-5.8 | Adjust Inlet B8, 0.75-ft Lower, including Excavation and Backfill | EA. | 1 | 8000 | 8000 | 10300 | 10300 | 9000 | 9000 | 12000 | 12000
57 | D-751-5.9 | Adjust Inlet B9, 0.84-ft Lower, including Excavation and Backfill | EA. | 1 | 8000 | 8000 | 10300 | 10300 | 9000 | 9000 | 12000 | 12000
58 | D-751-5.10 | New Inlet B9A, Quadruple Grate, Depth 7.14-ft, Including Excavation, Base Stone Bedding, and Backfill | EA. | 1 | 42000 | 42000 | 37500 | 37500 | 37150 | 37150 | 50000 | 50000
59 | D-751-5.11 | New Inlet B33A, Double Grate, Depth 3.64-ft, Including Excavation, Base Stone Bedding, and Backfill | EA. | 1 | 18000 | 18000 | 16900 | 16900 | 17650 | 17650 | 20000 | 20000
60 | D-751-5.12 | New Inlet 35A, Triple Grate, Depth 4.69-ft, Including Excavation, Base Stone Bedding, and Backfill | EA. | 1 | 27000 | 27000 | 23600 | 23600 | 28000 | 28000 | 32000 | 32000
61 | D-751-5.13 | New Inlet B-11A, Triple Grate, Depth 11.32-ft, Including Excavation, Base Stone Bedding, and Backfill | EA. | 1 | 30000 | 30000 | 34200 | 34200 | 30150 | 30150 | 50000 | 50000
62 | D-751-5.14 | Adjust Inlet C6, 1.04-ft Lower, Including Excavation and Backfill | EA. | 1 | 8000 | 8000 | 27000 | 27000 | 9000 | 9000 | 12000 | 12000
63 | D-751-5.15 | New Inlet C7A,, Double Grate, Depth 2.26-ft, Including Excavation, Base Stone Bedding, and Backfill | EA. | 1 | 16000 | 16000 | 10300 | 10300 | 17650 | 17650 | 20000 | 20000
64 | D-751-5.16 | Adjust Inlet C7, for New Pipe Entry, Reconstruct top 5.33 Feet of 13.32-ft Inlet Depth | EA. | 1 | 12000 | 12000 | 14800 | 14800 | 10000 | 10000 | 12000 | 12000
65 | D-751-5.17 | New Inlet C25A, Double Grate, Depth 2.76-ft, Including Excavation, Base Stone Bedding and Backfill | EA. | 1 | 16000 | 16000 | 10300 | 10300 | 17650 | 17650 | 20000 | 20000
66 | D-751-5.18 | Remove and Reconstruct Inlet C24, as New Inlet with Double Grate, Depth 7.67-ft, Including Excavation, Base Stone Bedding, and Backfill | EA. | 1 | 25000 | 25000 | 15100 | 15100 | 26000 | 26000 | 30000 | 30000
67 | D-751-5.19 | New Inlet D28A, TDOT Standard No. 39 4-ft x 4-ft Square Catch Basin (D-CB-39S), Special Short Depth 5.25-ft, Including Excavation, Base Stone Bedding, and Backfill | EA. | 1 | 10000 | 10000 | 24700 | 24700 | 14300 | 14300 | 17000 | 17000
68 | D-751-5.20 | Adjust Inlet B36, 0.89-ft Lower, Including Excavation and Backfill | EA. | 1 | 8000 | 8000 | 15000 | 15000 | 9000 | 9000 | 12000 | 12000
69 | D-751-5.21 | Adjust Inlet D28, for New Pipe Entry, Reconstruct top 8.29 Feet of 17.20-ft Inlet Depth | EA. | 1 | 8000 | 8000 | 25700 | 25700 | 20250 | 20250 | 12000 | 12000
70 | D-752-5.1 | Headwall for 12-inch or 18-inch Diameter Culvert | EA. | 4 | 1400 | 5600 | 2130 | 8520 | 2100 | 8400 | 1500 | 6000
71 | D-752-5.2 | Headwall for 36-inch Diameter Culvert | EA. | 1 | 2650 | 2650 | 5880 | 5880 | 3350 | 3350 | 3500 | 3500
72 | D-754-5.1 | Concrete Paved Ditch | S.Y. | 110 | 225 | 24750 | 341 | 37510 | 270 | 29700 | 150 | 16500
73 | T-901-5.1 | Seeding, Hydraulically Applied with Mulch | ACRE | 74 | 4500 | 333000 | 3650 | 270100 | 5000 | 370000 | 4000 | 296000
74 | T-904-5.1 | Bermudagrass Sod Placement on Airfield | S.Y. | 28000 | 7.5 | 210000 | 6.75 | 189000 | 9.3 | 260400 | 7 | 196000
75 | T-904-5.2 | Tifway 419 Bermudagrass Sod Placement on Golf Course Tee Box | S.Y. | 1150 | 15 | 17250 | 7.3 | 8395 | 10 | 11500 | 8 | 9200
76 | T-905-5.1 | Topsoil Placement from On-Site Stockpiles | C.Y. | 40500 | 17.5 | 708750 | 15.3 | 619650 | 12.6 | 510300 | 5 | 202500
77 | T-905-5.2 | Topsoil Placement from Off-Site Sources | C.Y. | 3200 | 50 | 160000 | 42.8 | 136960 | 38 | 121600 | 19 | 60800
78 | L-100-5.2 | Electrical Demolition | L.S. | 1 | 85000 | 85000 | 47300 | 47300 | 76000 | 76000 | 58000 | 58000
79 | L-100-5.2 | Site Locating, Duct Taping, and Pot Holing | L.S. | 1 | 50000 | 50000 | 39100 | 39100 | 47000 | 47000 | 95000 | 95000
80 | L-104-5.1 | Temporary Airfield Lighting During Construction | L.S. | 1 | 30000 | 30000 | 27800 | 27800 | 35000 | 35000 | 35000 | 35000
81 | L-107-5.1 | L-806(L) SIZE 1, STYLE 1-B, LED Windcone and Foundation, Including New L-830 Isolation Transformer | EA. | 2 | 15000 | 30000 | 14400 | 28800 | 17200 | 34400 | 18000 | 36000
82 | L-108-5.1 | No. 8 AWG, 5kV, L-824C, Type C Cable, Installed in Conduit | L.F. | 42000 | 3 | 126000 | 1.9 | 79800 | 2.25 | 94500 | 2.3 | 96600
83 | L-108-5.2 | No.6 AWG Bare Solid Counterpoise Wire, Installed in Trench, Including Ground Rods and Ground Connectors, Trenching and Compacted Backfill | L.F. | 21000 | 2.5 | 52500 | 1.9 | 39900 | 2.25 | 47250 | 2.3 | 48300
84 | L-108-5.3 | Installation of Cables for Voltage-Driven PAPI Systems, Size and Type to Match Existing | L.F. | 3300 | 6 | 19800 | 5.4 | 17820 | 6.45 | 21285 | 7 | 23100
85 | L-109-7.1 | L-828 Constant Current Regulator 10 KW, Including Connection to Airport Lighting Control System | EA. | 1 | 25000 | 25000 | 47300 | 47300 | 56400 | 56400 | 58000 | 58000
86 | L-110-5.1 | 1-way, 2-inch, Schedule 40 PVC Duct, Direct Earth Buried, Including Trenching and Compacted Backfill | L.F. | 22050 | 12 | 264600 | 9.25 | 203962.5 | 11 | 242550 | 11 | 242550
87 | L-110-5.2 | 2-way, 2-inch, Schedule 40 PVC Duct, Concrete Encased, Including Trenching and Compacted Backfill | L.F. | 1000 | 40 | 40000 | 32.9 | 32900 | 40 | 40000 | 44 | 44000
88 | L-115-5.1 | Electrical Base Can Plaza | EA. | 7 | 7000 | 49000 | 6170 | 43190 | 7350 | 51450 | 8000 | 56000
89 | L-115-5.2 | L-867D Base Can as Electrical Junction | EA. | 18 | 1400 | 25200 | 1340 | 24120 | 1600 | 28800 | 4500 | 81000
90 | L-125-5.1 | L-861(L) LED Elevated Medium Intensity Runway Edge Light on L-867B Base with Clear-Clear Lens | EA. | 11 | 1800 | 19800 | 1800 | 19800 | 2150 | 23650 | 2200 | 24200
91 | L-125-5.2 | L-861(L) LED Elevated Medium Intensity Runway Edge Light on L-867B Base with Clear-Yellow Lens | EA. | 37 | 1900 | 70300 | 1850 | 68450 | 2205 | 81585 | 2300 | 85100
92 | L-125-5.3 | L-852D In-Pavement Taxiway Centerline Light Modified with White-Yellow Lenses | EA. | 1 | 6000 | 6000 | 5140 | 5140 | 6125 | 6125 | 6300 | 6300
93 | L-125-5.4 | L-861E(L) LED Elevated Medium Intensity Runway Threshold Light on L-867B Base with Green-Red Lens | EA. | 16 | 2000 | 32000 | 1950 | 31200 | 2325 | 37200 | 2400 | 38400
94 | L-125-5.5 | L-858(L) LED Internally-Lit Airfield Sign, Size 2, 1-Module, Salvaged Sign Installed on New Sign Base Pad | EA. | 4 | 6000 | 24000 | 4940 | 19760 | 5875 | 23500 | 6000 | 24000
95 | L-125-5.6 | L-858(L) LED Internally-Lit Airfield Sign, Size 2, 1-Module, New Sign Installed on New Sign Base Pad | EA. | 3 | 7000 | 21000 | 5660 | 16980 | 6735 | 20205 | 6900 | 20700
96 | L-125-5.7 | L-858(L) LED Internally-Lit Airfield Sign, Size 2, 2-Module, New Sign Installed on Existing Base Pad | EA. | 4 | 4500 | 18000 | 3700 | 14800 | 4410 | 17640 | 4800 | 19200
97 | L-125-5.8 | L-858(L) LED Internally-Lit Airfield Sign, Size 2, 2-Module, New Sign Installed on New Sign Base Pad | EA. | 7 | 8000 | 56000 | 6940 | 48580 | 8260 | 57820 | 8500 | 59500
98 | L-125-5.9 | L-858(L) LED Internally-Lit Airfield Sign, Size 2, 3-Module, New Sign Installed on Existing Base Pad | EA. | 1 | 6000 | 6000 | 4730 | 4730 | 5630 | 5630 | 5800 | 5800
99 | L-125-5.10 | L-858(L) LED Internally-Lit Airfield Sign, Size 2, 3-Module, New Sign Installed on New Sign Base Pad | EA. | 4 | 9000 | 36000 | 8540 | 34160 | 10200 | 40800 | 10400 | 41600
100 | L-125-5.11a | L-849(L) LED Style C, Runway End Indicator Light (REIL) System For Runway 1 End | L.S. | 1 | 30000 | 30000 | 27300 | 27300 | 32500 | 32500 | 33100 | 33100
101 | L-125-5.11b | L-849(L) LED Style C, Runway End Indicator Light (REIL) System For Runway 19 End | L.S. | 1 | 30000 | 30000 | 27300 | 27300 | 32500 | 32500 | 33100 | 33100
102 | MTEMC 1 | Single-Phase Underground Primary Power Ditch - 2G | L.F. | 670 | 45 | 30150 | 30.9 | 20703 | 37 | 24790 | 38 | 25460
103 | MTEMC 2 | Primary Power Pull Box PB-1 | EA. | 2 | 5800 | 11600 | 5140 | 10280 | 6200 | 12400 | 14000 | 28000
104 | SAS - 1 | Adjust Sanitary Sewer Machine Riser 0.55-ft | EA. | 1 | 4000 | 4000 | 6500 | 6500 | 4500 | 4500 | 5500 | 5500
105 | SAS - 2 | Adjust Sanitary Sewer Machine Riser 4.82-ft | EA. | 1 | 8000 | 8000 | 9170 | 9170 | 5500 | 5500 | 5600 | 5600
106 | IRRIG-1 | Install 6-inch Irrigation Pipe, Including Low-Voltage Control Cable, Fittings, and Irrigation Zone Control Valves Trench Excavation and Backfill | L.F. | 1350 | 40 | 54000 | 53.5 | 72225 | 64 | 86400 | 60 | 81000
107 | IRRIG-2 | Install 2.5-inch Irrigation Pipe, Including Low-Voltage Control Cable, Fittings, and Irrigation Zone Control Valves Trench Excavation and Backfill | L.F. | 250 | 10 | 2500 | 15.4 | 3850 | 18.4 | 4600 | 19 | 4750
108 | IRRIG-3 | Install Irrigation System Sprinkler Heads | EA. | 5 | 1500 | 7500 | 1230 | 6150 | 1470 | 7350 | 1600 | 8000
109 | IRRIG-4 | Relocate and Recommission Irrigation System Control Cabinet | L.S. | 1 | 6000 | 6000 | 7200 | 7200 | 8600 | 8600 | 8800 | 8800
|  |  | BASE BID TOTAL |  |  | 13778503.5 |  | 12479901.05 |  | 13896603.25 |  | 14381238.75
|  |  | Difference from Engineer's Estimate: |  |  | - |  | -1298602.45 |  | 118099.75 |  | 602735.25
|  |  |  | % Difference |  |  |  | -9.425% |  | 0.8571% |  | 4.374%
RETURN TO INDEX

## UCY
ID: | UCY
City: | Union City
Airport: | Everett-Stewart Regional
Project Description: | Corporate Hangar Access Road
TAD #: | 66-555-0793-23
Bid Date: | 2023-01-12
County: | Obion
Grand Division: | West
BASE BID (Hangar Access Road) |  |  |  |  | ALLEN SEARCY |  | ENGINEER'S ESTIMATE |  | FORD CONSTRUCTION COMPANY |  | UNION CITY PAVNG, LLC
ITEM NO. | SPEC. NO. | DESCRIPTION | UNIT | ESTIMATED QUANTITY | UNIT COST | EXTENDED TOTAL | UNIT COST2 | EXTENDED TOTAL2 | UNIT COST3 | EXTENDED TOTAL3 | UNIT COST4 | EXTENDED TOTAL4
1 | C-100 | CONTRACTOR QUALITY CONTROL PROGRAM (CQCP) | LS | 1 | N/A | $ - | 2500 | 2500 | 26000 | 26000 | 4000 | 4000
2 | C-102-5.1a | TEMPORARY SEEDING & MULCHING | AC | 1 | 850 | 850 | 2500 | 2500 | 1850 | 1850 | 1000 | 1000
3 | C-102-5.1b | INSTALLATION AND REMOVAL OF SILT FENCE | LF | 200 | 11 | 2200 | 5 | 1000 | 4.75 | 950 | 10 | 2000
4 | C-102-5.1c | INLET PROTECTION | EA | 2 | N/A | $ - | 750 | 1500 | 1000 | 2000 | 500 | 1000
5 | C-102-5.1d | INSTALLATION AND REMOVAL OF STONE CHECK DAM | EA | 3 | N/A | $ - | 750 | 2250 | 850 | 2550 | 800 | 2400
6 | C-105 | MOBILIZATION | LS | 1 | N/A | $ - | 16900 | 16900 | 25000 | 25000 | 20000 | 20000
7 | F-162 | CHAIN LINK FENCE | LF | 216 | N/A | $ - | 50 | 10800 | 21 | 4536 | 28 | 6048
8 | P-152-4.1 | UNCLASSIFIED EXCAVATION | CY | 530 | 14.3 | 7579 | 20 | 10600 | 25 | 13250 | 45 | 23850
9 | P-152-4.2 | EMBANKMENT IN PLACE | CY | 650 | 25 | 16250 | 25 | 16250 | 39 | 25350 | 45 | 29250
10 | P-155-5.1 | LIME-TREATED SUBGRADE (12" COMPACTED THICKNESS) | SY | 925 | 23.92 | 22126 | 25 | 23125 | 35 | 32375 | 59 | 54575
11 | TDOT 303D | MINERAL AGGREGATE TYPE A BASE COURSE (10" THICKNESS) | SY | 935 | 23.1 | 21598.5 | 30 | 28050 | 32 | 29920 | 28 | 26180
12 | TDOT 411D | ACS MIX (PG64-22) GRADING D (PLACEED IN (2) 2-INCH LIFTS) | TONS | 135 | 192.5 | 25987.5 | 200 | 27000 | 245 | 33075 | 200 | 27000
13 | TDOT 402-1 | BITUMINOUS MATERIAL FOR PRIME COAT (PC) | GAL | 265 | 8.8 | 2332 | 10 | 2650 | 6 | 1590 | 4 | 1060
14 | T-901-5.1 | SEEDING | AC | 1 | 500 | 500 | 1500 | 1500 | 2625 | 2625 | 2500 | 2500
15 | T-904-5.1 | SODDING | SY | 130 | 3.5 | 455 | 7 | 910 | 6 | 780 | 20 | 2600
16 | T-905-5.1 | TOPSOIL (OBTAINED ON SITE) | CY | 200 | 27.5 | 5500 | 25 | 5000 | 5.25 | 1050 | 20 | 4000
17 | 2722 | ENCASED 6" SANITARY SEWER PIPE (INCLUDING REMOVAL OF EXISTING PIPE, EXCAVATION, BACKFILL, BEDDING, ETC.) (COMPLETE IN PLACE) | EA | 1 | 8536 | 8536 | 10000 | 10000 | 20100 | 20100 | 18000 | 18000
18 | PLANS | PARKING STOP | EA | 6 | 150 | 900 | 200 | 1200 | 100 | 600 | 100 | 600
19 | PLANS | PAVEMENT MARKINGS | SF | 150 | 7 | 1050 | 7.5 | 1125 | 36 | 5400 | 10 | 1500
20 | PLANS | EXTEND 8" CORRUGATED PLASTIC PIPE, INCLUDING BACKFILL, BEDDING, ETC. (COMPLETE IN PLACE) | LS | 1 | 2750 | 2750 | 3000 | 3000 | 220 | 220 | 1000 | 1000
21 | PLANS | RELOCATE EXISTING SLIDING GATE & ELECTRONICS | LS | 1 | N/A | $ - | 10000 | 10000 | 14000 | 14000 | 17000 | 17000
22 | PLANS | 5' SIDEWALK | LS | 1 | N/A | $ - | 5000 | 5000 | 8000 | 8000 | 6000 | 6000
23 | PLANS | SIDEWALK CROSS DRAIN | EA | 1 | N/A | $ - | 500 | 500 | 2200 | 2200 | 1000 | 1000
24 | PLANS | REPLACE EXISTING WATER VALVE HANDHOLE | LS | 1 | N/A | $ - | 3000 | 3000 | 5800 | 5800 | 3200 | 3200
|  |  | BASE BID TOTALS |  |  | 118614 |  | 186360 |  | 259221 |  | 255763
|  |  | Difference from Engineer's Estimate: |  |  | - |  | 67746 |  | 140607 |  | 137149
|  |  |  | % Difference |  |  |  | 57.11% |  | 118.5% |  | 115.6%
RETURN TO INDEX

## XNX
ID: | XNX
City: | Gallatin
Airport: | Music City Executive
Project Description: | Midfield Apron Expansion
TAD #: | 83-555-0140-23
Bid Date: | 2023-04-06
County: | Sumner
Grand Division: | Middle
SCHEDULE 1 BASE BID (Apron Expansion) |  |  |  |  | ENGINEER'S ESTIMATE |  | ROGERS GROUP |  | CIVIL CONSTRUCTORS |  | CLEARY CONSTRUCTION
ITEM NO. | SPEC. NO. | DESCRIPTION | UNIT | ESTIMATED QUANTITY | UNIT COST | EXTENDED TOTAL | UNIT COST2 | EXTENDED TOTAL2 | UNIT COST3 | EXTENDED TOTAL3 | UNIT COST4 | EXTENDED TOTAL4
1 | SS-120-3.1 | Construction Safety and Security | LS | 1 | 30000 | 30000 | 11500 | 11500 | 164680 | 164680 | 110000 | 110000
2 | SS-140-5.1 | Demolition and Disposal | LS | 1 | 30000 | 30000 | 65500 | 65500 | 40200 | 40200 | 60000 | 60000
3 | SS-300-5.1 | Lockout/Tagout and Constant Current Regulator Calibration Procedures | LS | 1 | 5000 | 5000 | 813 | 813 | 8830 | 8830 | 5000 | 5000
4 | SS-301-5.1 | Existing Base Mounted Edge Light, Removed | EA | 6 | 500 | 3000 | 1394 | 8364 | 541 | 3246 | 1440 | 8640
5 | SS-310-5.1 | Temporary Airfield Lighting | LS | 1 | 10000 | 10000 | 1626 | 1626 | 21690 | 21690 | 5000 | 5000
6 | SS-400-4.1 | TDOT Crushed Aggregate Base Course, Type A, Grading D | TON | 2400 | 35 | 84000 | 40.7 | 97680 | 55 | 132000 | 46 | 110400
7 | SS-401-4.1 | TDOT Asphalt Base Course, Type 307-BM2 | TON | 650 | 115 | 74750 | 193.7 | 125905 | 135 | 87750 | 172 | 111800
8 | SS-401-4.2 | TDOT Asphalt Surface Course, Type 411-D | TON | 300 | 130 | 39000 | 227.6 | 68280 | 185 | 55500 | 200 | 60000
9 | C-102-5.1 | Temporary Erosion Control | LS | 1 | 50000 | 50000 | 75700 | 75700 | 47170 | 47170 | 80000 | 80000
10 | C-105-6.1 | Mobilization (Maximum 10% of Total Bid) | LS | 1 | 200000 | 200000 | 235000 | 235000 | 88360 | 88360 | 410000 | 410000
11 | D-701-5.2 | 18" RCP (Class III) | LF | 140 | 200 | 28000 | 121.7 | 17038 | 191 | 26740 | 212 | 29680
12 | D-701-5.3 | 24" RCP (Class III) | LF | 550 | 250 | 137500 | 149.2 | 82060 | 221 | 121550 | 230 | 126500
13 | D-701-5.4 | 36" RCP (Class III) | LF | 139 | 350 | 48650 | 200.8 | 27911.2 | 347 | 48233 | 356 | 49484
14 | D-701-5.5 | 24" x 38" H.E. RCP (Class III) | LF | 30 | 500 | 15000 | 248.1 | 7443 | 372 | 11160 | 412 | 12360
15 | D-751-5.1 | 5' x 5' Aircraft Rated Grate Inlet | EA | 3 | 7000 | 21000 | 20334 | 61002 | 25600 | 76800 | 21400 | 64200
16 | D-751-5.3 | Detention Pond Outlet Structure | EA | 1 | 9000 | 9000 | 14667 | 14667 | 21210 | 21210 | 19800 | 19800
17 | D-752-5.2 | 18" TDOT Slope Paved Headwall (4:1) | EA | 2 | 3000 | 6000 | 2413 | 4826 | 3970 | 7940 | 7000 | 14000
18 | D-752-5.3 | 24" TDOT Slope Paved Headwall (4:1) | EA | 1 | 4000 | 4000 | 3424 | 3424 | 5680 | 5680 | 8000 | 8000
19 | D-752-5.4 | 36" TDOT Slope Paved Headwall (4:1) | EA | 1 | 5500 | 5500 | 13018 | 13018 | 9010 | 9010 | 19300 | 19300
20 | D-752-5.5 | 24" x 38" H.E. TDOT Slope Paved Headwall (4:1) | EA | 2 | 6000 | 12000 | 12452 | 24904 | 5980 | 11960 | 17400 | 34800
21 | D-754-5.1 | Concrete Ditch Paving (4' Width) | LF | 205 | 225 | 46125 | 176.7 | 36223.5 | 183 | 37515 | 96 | 19680
22 | D-754-5.4 | Concrete Ditch Paving (Detention Pond Inlet) | LF | 20 | 250 | 5000 | 399.8 | 7996 | 388 | 7760 | 300 | 6000
23 | L-108-5.1 | No. 8 AWG, 5kV, L-824, Type C Cable, Installed in Trench, Duct Bank, or Conduit | LF | 1450 | 2 | 2900 | 3 | 4350 | 3.9 | 5655 | 3.15 | 4567.5
24 | L-108-5.2 | No. 6 AWG, Solid Bare Counterpoise Wire, Installed in Trench, Above the Duct Bank or Conduit, Including Ground Rods and Ground Connectors | LF | 1450 | 2.5 | 3625 | 2.8 | 4060 | 3.25 | 4712.5 | 2.9 | 4205
25 | L-108-5.3 | Trenching for Direct-Buried Bare Counterpoise Wire, 8" Minimum Depth | LF | 1400 | 1 | 1400 | 1.4 | 1960 | 1.95 | 2730 | 1.5 | 2100
26 | L-110-5.1 | Non-Encased Electrical Conduit, 1-Way, 2"C | LF | 1400 | 9 | 12600 | 21.9 | 30660 | 22.9 | 32060 | 23 | 32200
27 | L-110-5.2 | Concrete Encased Electrical Duct, 2-Way, 2"C | LF | 50 | 100 | 5000 | 87.1 | 4355 | 158 | 7900 | 90 | 4500
28 | L-115-5.1 | Concrete Encased Electrical Junction Structure, L-867D, 12" Diameter x 24" Depth | EA | 2 | 1500 | 3000 | 1568 | 3136 | 2290 | 4580 | 1625 | 3250
29 | L-125-5.1 | L-861T(L) Base Mounted Taxiway Edge Light, Installed on New L-867B Base | EA | 25 | 1800 | 45000 | 1672 | 41800 | 3270 | 81750 | 1750 | 43750
30 | L-125-5.2 | L-858 Base Mounted, Unlit Guidance Sign, Installed on New Foundation | EA | 3 | 3000 | 9000 | 3309 | 9927 | 163 | 489 | 3400 | 10200
31 | P-152-4.1 | Unclassified Excavation | CY | 17930 | 15 | 268950 | 9 | 161370 | 15.5 | 277915 | 22.6 | 405218
32 | P-152-4.2 | Rock Excavation | CY | 716 | 125 | 89500 | 45 | 32220 | 52 | 37232 | 103 | 73748
33 | P-152-4.3 | Unsuitable Excavation | CY | 1240 | 45 | 55800 | 45 | 55800 | 36 | 44640 | 76 | 94240
34 | P-220-6.1 | Cement Treated Soil Base Course - 12" Depth | SY | 7200 | 15 | 108000 | 8.9 | 64080 | 5.4 | 38880 | 10.5 | 75600
35 | P-220-6.2 | Portland Cement | TON | 530 | 250 | 132500 | 334.4 | 177232 | 324 | 171720 | 350 | 185500
36 | P-501-8.1 | Portland Cement Concrete Pavement, 8" Depth | SY | 7200 | 120 | 864000 | 117.9 | 848880 | 158 | 1137600 | 125 | 900000
37 | P-620-5.1 | Pavement Marking - 6" Yellow w/ Reflective Media | SF | 301 | 10 | 3010 | 5.7 | 1715.7 | 6.5 | 1956.5 | 6 | 1806
38 | T-901-5.1 | Seeding with Hydro-Mulch | ACRE | 10 | 3500 | 35000 | 3623 | 36230 | 3330 | 33300 | 4400 | 44000
39 | T-904-5.1 | Sodding | SY | 1500 | 8 | 12000 | 8.3 | 12450 | 7.2 | 10800 | 12 | 18000
40 | T-905-5.1 | Topsoil, 4" Depth (Obtained On-Site) | SY | 29100 | 3 | 87300 | 1.2 | 34920 | 2.5 | 72750 | 2.6 | 75660
|  |  | SCHEDULE 1 BID TOTALS |  |  | 2602110 |  | 2516026.4 |  | 3001654 |  | 3343188.5
SCHEDULE 1 ADDITIVE ALTERNATE 1 BID |  |  |  |  | ENGINEER'S ESTIMATE |  | ROGERS GROUP |  | CIVIL CONSTRUCTORS |  | CLEARY CONSTRUCTION
ITEM NO. | SPEC. NO. | DESCRIPTION | UNIT | ESTIMATED QUANTITY | UNIT COST | EXTENDED TOTAL | UNIT COST2 | EXTENDED TOTAL2 | UNIT COST3 | EXTENDED TOTAL3 | UNIT COST4 | EXTENDED TOTAL4
1 | SS-302-3.1 | Communications Utility Allowance | ALLOW | 1 | 30000 | 30000 | 30000 | 30000 | 30000 | 30000 | 30000 | 30000
2 | SS-302-3.2 | Power Utility Allowance | ALLOW | 1 | 25000 | 25000 | 25000 | 25000 | 25000 | 25000 | 25000 | 25000
3 | SS-302-3.3 | Gas Utility Allowance | ALLOW | 1 | 26000 | 26000 | 26000 | 26000 | 26000 | 26000 | 26000 | 26000
4 | SS-400-4.1 | TDOT Crushed Aggregate Base Course, Type A, Grading D | TON | 1100 | 35 | 38500 | 47.7 | 52470 | 72.4 | 79640 | 46 | 50600
5 | SS-401-4.1 | TDOT Asphalt Base Course, Type 307-BM2 | TON | 350 | 115 | 40250 | 194.2 | 67970 | 135 | 47250 | 172 | 60200
6 | SS-401-4.2 | TDOT Asphalt Surface Course, Type 411-D | TON | 300 | 130 | 39000 | 227 | 68100 | 185 | 55500 | 200 | 60000
7 | D-701-5.1 | 15" RCP (Class III) | LF | 170 | 200 | 34000 | 92.6 | 15742 | 175 | 29750 | 203 | 34510
8 | D-751-5.2 | 32"x32" TDOT Square No. 42 Catch Basin | EA | 2 | 5000 | 10000 | 5300 | 10600 | 9060 | 18120 | 7700 | 15400
9 | D-752-5.1 | 15" TDOT Slope Paved Headwall (4:1) | EA | 2 | 3000 | 6000 | 2303 | 4606 | 3440 | 6880 | 6500 | 13000
10 | D-754-5.2 | TDOT 6" Vertical Curb and Gutter | LF | 500 | 45 | 22500 | 39.4 | 19700 | 45.5 | 22750 | 103 | 51500
11 | D-754-5.3 | TDOT 4' Width Flume | LF | 30 | 150 | 4500 | 184.2 | 5526 | 193 | 5790 | 300 | 9000
12 | P-101-5.1 | Asphalt Pavement Removal | SY | 1940 | 12 | 23280 | 2.8 | 5432 | 6.9 | 13386 | 10.5 | 20370
13 | P-152-4.1 | Unclassified Excavation | CY | 740 | 15 | 11100 | 104.8 | 77552 | 21.25 | 15725 | 22.6 | 16724
14 | P-152-4.3 | Unsuitable Excavation | CY | 100 | 45 | 4500 | 52.6 | 5260 | 36 | 3600 | 76 | 7600
15 | P-220-6.1 | Soil-Cement Base Course - 12" Depth | SY | 2311 | 15 | 34665 | 11.7 | 27038.7 | 5.4 | 12479.4 | 13.3 | 30736.3
16 | P-220-6.2 | Portland Cement | TON | 170 | 250 | 42500 | 334.5 | 56865 | 324 | 55080 | 350 | 59500
17 | P-501-8.1 | Portland Cement Concrete Pavement, 8" Depth | SY | 2311 | 120 | 277320 | 111.6 | 257907.6 | 158 | 365138 | 118 | 272698
18 | P-620-5.1 | Pavement Marking - 4" Yellow / White Stop Bar | SF | 430 | 10 | 4300 | 7.7 | 3311 | 6.5 | 2795 | 6 | 2580
19 | T-901-5.1 | Seeding with Hydro-Mulch | ACRE | 1 | 3500 | 3500 | 3623 | 3623 | 3330 | 3330 | 4400 | 4400
20 | T-904-5.1 | Sodding | SY | 800 | 8 | 6400 | 8.3 | 6640 | 7.2 | 5760 | 12 | 9600
21 | T-905-5.1 | Topsoil, 4" Depth (Obtained On-Site) | SY | 3400 | 3 | 10200 | 1.3 | 4420 | 3.5 | 11900 | 2.6 | 8840
|  |  | SCHEDULE 1 ALT BID TOTALS |  |  | 693515 |  | 773763.3 |  | 835873.4 |  | 808258.3
SCHEDULE 2 BASE BID |  |  |  |  | ENGINEER'S ESTIMATE |  | ROGERS GROUP |  | CIVIL CONSTRUCTORS |  | CLEARY CONSTRUCTION
ITEM NO. | SPEC. NO. | DESCRIPTION | UNIT | ESTIMATED QUANTITY | UNIT COST | EXTENDED TOTAL | UNIT COST2 | EXTENDED TOTAL2 | UNIT COST3 | EXTENDED TOTAL3 | UNIT COST4 | EXTENDED TOTAL4
1 | SS-111-1.1 | Spot Dig and Verify Existing Utilites | LS | 1 | 10000 | 10000 | 3146 | 3146 | 21240 | 21240 | 15000 | 15000
2 | SS-111-1.2 | 8" SDR 26 PVC Gravity Sewer Line | LF | 1050 | 85 | 89250 | 233 | 244650 | 243 | 255150 | 500 | 525000
3 | SS-111-1.3 | Sewer Service Line | LF | 1150 | 30 | 34500 | 142 | 163300 | 195 | 224250 | 230 | 264500
4 | SS-111-1.4 | 4' ID Manhole, 0' to 6' Depth | EA | 5 | 6000 | 30000 | 7578 | 37890 | 13420 | 67100 | 9000 | 45000
5 | SS-111-1.5 | 4' ID Manhole Additional Depth, Over 6' | VF | 37 | 40 | 1480 | 176 | 6512 | 425 | 15725 | 375 | 13875
6 | SS-111-1.6 | Connect to Existing Sewer Manhole | EA | 1 | 4000 | 4000 | 8887 | 8887 | 10000 | 10000 | 10000 | 10000
7 | SS-111-1.7 | Sewer Service Connection | EA | 14 | 2000 | 28000 | 758 | 10612 | 2370 | 33180 | 2500 | 35000
8 | SS-111-1.8 | Trench Pavement Repair | SY | 100 | 60 | 6000 | 152.9 | 15290 | 290 | 29000 | 85 | 8500
9 | SS-111-1.9 | Rock Excavation | CY | 700 | 125 | 87500 | 83.5 | 58450 | 140 | 98000 | 100 | 70000
10 | SS-111-1.10 | Utility Trench Undercut and Backfill | CY | 90 | 45 | 4050 | 135.1 | 12159 | 125 | 11250 | 125 | 11250
11 | C-105-6.1 | Mobilization | LS | 1 | 30000 | 30000 | 30776 | 30776 | 49330 | 49330 | 100000 | 100000
|  |  | SCHEDULE 2 BID TOTALS |  |  | 324780 |  | 591672 |  | 814225 |  | 1098125
SCHEDULE 2 ADDITIVE ALTERNATE 1 BID |  |  |  |  | ENGINEER'S ESTIMATE |  | ROGERS GROUP |  | CIVIL CONSTRUCTORS |  | CLEARY CONSTRUCTION
ITEM NO. | SPEC. NO. | DESCRIPTION | UNIT | ESTIMATED QUANTITY | UNIT COST | EXTENDED TOTAL | UNIT COST2 | EXTENDED TOTAL2 | UNIT COST3 | EXTENDED TOTAL3 | UNIT COST4 | EXTENDED TOTAL4
1 | SS-111-1.1 | Spot Dig and Verify Existing Utilites | LS | 1 | 5000 | 5000 | 3146 | 3146 | 11150 | 11150 | 7000 | 7000
2 | SS-111-1.2 | 8" SDR 26 PVC Gravity Sewer Line | LF | 670 | 85 | 56950 | 106.6 | 71422 | 243 | 162810 | 210 | 140700
3 | SS-111-1.3 | Sewer Service Line | LF | 100 | 30 | 3000 | 112.4 | 11240 | 195 | 19500 | 185 | 18500
4 | SS-111-1.4 | 4' ID Manhole, 0' to 6' Depth | EA | 2 | 6000 | 12000 | 6960 | 13920 | 13420 | 26840 | 9000 | 18000
5 | SS-111-1.5 | 4' ID Manhole Additional Depth, Over 6' | VF | 5 | 40 | 200 | 176 | 880 | 620 | 3100 | 375 | 1875
6 | SS-111-1.6 | Connect to Existing Sewer Manhole | EA | 1 | 4000 | 4000 | 8887 | 8887 | 10000 | 10000 | 10000 | 10000
7 | SS-111-1.7 | Sewer Service Connection | EA | 1 | 2000 | 2000 | 758 | 758 | 7120 | 7120 | 2500 | 2500
8 | SS-111-1.9 | Rock Excavation | CY | 500 | 125 | 62500 | 83.5 | 41750 | 140 | 70000 | 100 | 50000
9 | SS-111-1.10 | Utility Trench Undercut and Backfill | CY | 40 | 45 | 1800 | 203.2 | 8128 | 125 | 5000 | 125 | 5000
|  |  | SCHEDULE 2 ALT BID TOTALS |  |  | 147450 |  | 160131 |  | 315520 |  | 253575
RETURN TO INDEX