## GUIDE
ID: | CSV
City: | Crossville
Airport: | Crossville Memorial-Whitson Field
Project Description: | Runway 26 PAPI Replacement
TAD #: | 18-555-0154-22
Bid Date: | 2022-03-17
County: | Cumberland
Grand Division: | East
BASE BID (Runway 26 PAPI Replacement) |  |  |  |  | ENGINEER'S ESTIMATE |  | STANSELL ELECTRIC COMPANY, INC. |  | SOUTHEAST SITE SERVICES, LLC
ITEM NO. | SPEC NO. | DESCRIPTION | UNIT | ESTIMATED QUANTITY | UNIT COST | EXTENDED TOTAL | UNIT COST2 | EXTENDED TOTAL2 | UNIT COST3 | EXTENDED TOTAL3
1 | C-105-6.1 | Mobilization | LS | 1 | 15000 | 15000 | 13200 | 13200 | 11000 | 11000
2 | L-100-5.1 | Electrical Demolition | LS | 1 | 5000 | 5000 | 7690 | 7690 | 8000 | 8000
3 | L-125-5.1 | L-880(L) LED, Style A, Class I, Precision Apporach Path Indicator (4-Box) with Connections | LS | 1 | 115000 | 115000 | 68715 | 68715 | 108025 | 108025
|  |  |  | TOTALS |  | 135000 |  | 89605 |  | 127025
RETURN TO INDEX
Creating the "Return to Index" Button
1. Insert your favorite shape and customize to your heart's content.
(Hold Alt while adjusting size or position to lock edges to nearest cells, this ensures shapes will be uniform. I used it for these text boxes too!)
2. Right-Click the shape and select "Link" in the drop-down menu.
3. Select "Place in This Document" and choose your favorite sheet and cell!
(Follow these steps for creating the links to each sheet in the INDEX as well!)
Using the "VLOOKUP" Function to Autofill Airport Information
1. Set up a standardized location and format for airport data on each bid tab sheet. Each bid tab must include:
ID, City, Airport, Project Description, TAD #, Bid Date, County, and Grand Division
(I just copied last year's format!)
2. Reveal the hidden "DATA" sheet used to autofill airport data by right-clicking any sheet below and selecting "Unhide" from the drop-down menu. Copy "DATA" to your workbook.
(The "DATA" sheet holds the County, City, Airport, and Grand Division associated with each Airport ID)
3. Fill in a cell with the Airport ID for a given bid tab.
("VLOOKUP" will reference the ID in this cell to find the name and location of the airport given in "DATA".)
4. Choose a cell to display the airport's city, then enter the VLOOKUP function to autofill the cell with the airport's city.
=VLOOKUP(lookup_value, table_array, col_index_num)
lookup_value is the cell holding the airport ID.
table_array is the area VLOOKUP searches. (go to "DATA" and select the entire table excluding headers.)
col_index_num is the specific column VLOOKUP searches. (for City, enter 3 because the city info in "DATA" is located in column 3.)
5. Repeat step 4 for the Airport, County, and Grand Division!
(For each VLOOKUP, only the col_index_num should change.)
Potentially Useful Table Formatting Tips
1. Insert data into a table to add sorting options and filters. Customize!
(Ensure data is easy to read. I chose this table specifically for the bold heading, light color, and high constrast between rows.)
2. Merge cells to create headers spanning multiple columns. Select the cells to merge, then select "Merge and Center" in the "Alignment" section under the "Home" tab.
3. Edit cell borders using the box icon in the "Font" section under the "Home" tab.
4. Adjust row height and column width for the entire sheet by selecting the arrow in the top-left corner of the worksheet and clicking "Format" in the "Cells" section under the "Home" tab.
(Adjust single rows and columns by double-clicking between them on the edges of the worksheet.)
5. Improve upon my design, look for ways to beat me!
Bid Tabulations Formatting Guide

## DATA (hidden)
ID | County | City | Airport | G. Div.
0A3 | Dekalb | Smithville | Smithville Municipal | Middle
0A4 | Washington | Johnson City | Johnson City | East
0A9 | Carter | Elizabethton | Elizabethton Municipal | East
0M2 | Lake | Tiptonville | Reelfoot Lake | West
0M3 | Lewis | Hohenwald | John A. Baker Field | Middle
0M4 | Benton | Camden | Benton County | West
0M5 | Humphreys | Waverly | Humphreys County | Middle
1A0 | Hamilton | Chattanooga | Dallas Bay Skypark | East
1A3 | Polk | Copperhill | Martin Campbell Field | East
1A7 | Jackson | Gainesboro | Jackson County | Middle
1M5 | Sumner | Portland | Portland Municipal | Middle
2A0 | Rhea | Dayton | Mark Anton Airport | East
2A1 | Fentress | Jamestown | Jamestown Municipal | Middle
2M2 | Lawrence | Lawrenceburg | Lawrenceburg-Lawrence County | Middle
2M8 | Shelby | Millington | Charles W. Baker | West
3A2 | Claiborne | Tazewell | New Tazewell Municipal | East
3M7 | Macon | Lafayette | Lafayette Municipal | Middle
50M | Bedford | Eagleville | Puckett | Middle
54M | Fayette | Rossville | Wolf River | West
6A4 | Johnson | Mountain City | Johnson County | East
8A3 | Overton | Livingston | Livingston Municipal | Middle
92A | Polk | Benton | Chilhowee Gliderport | East
APT | Marion | Jasper | Marion County-Brown Field | East
BGF | Franklin | Winchester | Winchester Municipal | Middle
BNA | Davidson | Nashville | Nashville International | Middle
CHA | Hamilton | Chattanooga | Lovell Field | East
CKV | Montgomery | Clarksville | Outlaw Field | Middle
CSV | Cumberland | Crossville | Crossville Memorial-Whitson Field | East
DKX | Knox | Knoxville | Knoxville Downtown Island | East
DYR | Dyer | Dyersburg | Dyersburg Regional Airport | West
FGU | Hamilton | Collegedale | Collegedale Municipal | East
FYE | Fayette | Somerville | Fayette County | West
FYM | Lincoln | Fayetteville | Fayetteville Municipal | Middle
GCY | Greene | Greeneville | Greeneville-Greene County Municipal | East
GHM | Hickman | Centerville | Centerville Municipal | Middle
GKT | Sevier | Sevierville | Gatlinburg-Pigeon Forge | East
GZS | Giles | Pulaski | Abernathy Field | Middle
HZD | Carroll | Huntingdon | Carroll County | West
JAU | Campbell | Jacksboro | Campbell County | East
JWN | Davidson | Nashville | John C. Tune | Middle
LUG | Marshall | Lewisburg | Ellington | Middle
M01 | Shelby | Memphis | General Dewitt Spain | West
M02 | Dickson | Dickson | Dickson Municipal | Middle
M04 | Tipton | Covington | Covington Municipal | West
M08 | Hardeman | Bolivar | William L. Whitehurst Field | West
M15 | Perry | Linden | James Tucker Airport | Middle
M29 | Wayne | Clifton | Hassell Field | Middle
M31 | Lauderdale | Halls | Arnold Field | West
M53 | Gibson | Humboldt | Humboldt Municipal | West
M54 | Wilson | Lebanon | Lebanon Municipal | Middle
M91 | Robertson | Springfield | Springfield-Robertson County | Middle
M93 | Houston | Mckinnon | Houston County | Middle
MBT | Rutherford | Murfreesboro | Murfreesboro Municipal | Middle
MEM | Shelby | Memphis | Memphis International | West
MKL | Madison | Jackson | McKellar-Sipes Regional | West
MMI | Mcminn | Athens | Mcminn County | East
MNV | Monroe | Madisonville | Monroe County | East
MOR | Hamblen | Morristown | Moore-Murrell Field | East
MQY | Rutherford | Smyrna | Smyrna Airport | Middle
MRC | Maury | Columbia/Mount Pleasant | Maury County | Middle
NQA | Shelby | Millington | Millington Regional Jetport | West
PHT | Henry | Paris | Henry County | West
PVE | Henderson | Lexington-Parsons | Beech River Regional | West
RKW | Morgan | Rockwood | Rockwood Municipal | East
RNC | Warren | Mcminnville | Warren County Memorial | Middle
RVN | Hawkins | Rogersville | Hawkins County | East
RZR | Bradley | Cleveland | Cleveland Regional Jetport | East
SCX | Scott | Oneida | Scott Municipal | East
SNH | Hardin | Savannah | Savannah-Hardin County | West
SRB | White | Sparta | Upper Cumberland Regional | Middle
SYI | Bedford | Shelbyville | Bomar Field-Shelbyville Municipal | Middle
SZY | Mcnairy | Selmer | Robert Sibley | West
TGC | Gibson | Trenton | Gibson County | West
THA | Coffee | Tullahoma | Tullahoma Regional/Wm Northern Field | Middle
TRI | Sullivan | Bristol/Johnson/Kingsport | Tri-Cities Regional | East
TYS | Blount | Knoxville | Mcghee Tyson | East
UCY | Obion | Union City | Everett-Stewart Regional | West
UOS | Franklin | Sewanee | Franklin County | Middle
XNX | Sumner | Gallatin | Music City Executive | Middle

## INDEX
ID and Link to Sheet | City | Airport | Project Description | TAD #
M02 | Dickson | Dickson Municipal | Airfield Lighting Replacement | 22-555-0164-22
1M5 | Portland | Portland Municipal | Runway Rehabilitation | 83-555-0131-22
FYM | Fayetteville | Fayetteville Municipal | Tree Clearing Project | 52-555-0164-20
CSV | Crossville | Crossville Memorial-Whitson Field | Runway 26 PAPI Replacement | 18-555-0154-22
3M7 | Lafayette | Lafayette Municipal | Runway Rehabilitation and Entrance Road Reconstruction | 56-555-0753-22
MRC | Columbia/Mount Pleasant | Maury County | RSA Improvements and Runway Rehabilitation | 60-555-0550-18
2A1 | Jamestown | Jamestown Municipal | Entrance Road, Parking Lot, and Apron Rehab
RNC | Mcminnville | Warren County Memorial | Relocate Threshold and Replace Airfield Lighting
TRI | Bristol/Johnson/Kingsport | Tri-City Regional | Runway and Taxiway B1 Removal | 07-555-0145-21
TRI (2) | Bristol/Johnson/Kingsport | Tri-City Regional | Terminal and Ramp Energy Improvements | 07-555-0145-21
JAU | Campbell | Campbell County | Drainage Improvements | 07-555-0145-21
DKX | Knoxville | Knoxville Downtown Island | Runway, Taxiway, and Electrical Rehabilitation | 47-555-0795-22
Bid Tabulations Disclaimer: These spreadsheets include Bid Tabulations for various airport improvement projects that were received within the 2022 calendar year. The Bid Tabulations were collected from airport consultants and do not represent all airport improvement projects conducted in the State during each calendar year. The Bid Tabulations shall serve as historical record only. The Aeronautics Division makes no commitment or guarantee that estimates based on these historical prices will suffice as the Engineer’s Estimate nor result in award of any contract.
Unit prices are specific to each contract and can vary widely depending on various factors. When developing an Opinion of Probable Cost for a project, it is recommended to develop cost-based estimates which include all costs for material, labor, supplies, equipment, subcontracts, overhead, markup, contract bonding, permitting, and taxes which are reasonably required to complete the work.
Right-click any sheet below and unhide "GUIDE" sheet for Bid Tabulations Formatting Guide.

## 1M5
ID: | 1M5
City: | Portland
Airport: | Portland Municipal
Project Description: | Runway Rehabilitation
TAD #: | 83-555-0131-22
Bid Date: | 2022-01-18
County: | Sumner
Grand Division: | Middle
BASE BID (Runway Rehabilitation) |  |  |  |  | ENGINEER'S ESTIMATE |  | CLEARY CONSTRUCTION, INC. |  | ROGERS GROUP, INC. |  | NORRIS BROS. EXCAVATING
ITEM NO. | SPEC. NO. | DESCRIPTION | UNIT | ESTIMATED QUANTITY | UNIT COST | EXTENDED TOTAL | UNIT COST2 | EXTENDED TOTAL2 | UNIT COST3 | EXTENDED TOTAL3 | UNIT COST4 | EXTENDED TOTAL4
1 | SS-120-3.1 | Construction Safety And Security | LS | 1 | 12500 | 12500 | 50000 | 50000 | 25000 | 25000 | 245000 | 245000
2 | SS-140-5.1 | Demolition And Disposal - Civil | LS | 1 | 17500 | 17500 | 250000 | 250000 | 40000 | 40000 | 55000 | 55000
3 | SS-152-5.1 | Site Grading With Onsite Topsoil | ACRE | 13 | 7500 | 97500 | 11200 | 145600 | 16000 | 208000 | 21000 | 273000
4 | SS-210-5.1 | Milled Asphalt And Base Stone Removal And Stockpile (Runway) | SY | 42750 | 12.5 | 534375 | 13 | 555750 | 15 | 641250 | 4.85 | 207337.5
5 | SS-210-5.2 | Variable Depth Milling (A-3) | SY | 250 | 35 | 8750 | 15 | 3750 | 40 | 10000 | 5 | 1250
6 | SS-210-5.3 | Excess Material Haul-Off | CY | 4700 | 20 | 94000 | 23.2 | 109040 | 30 | 141000 | 22 | 103400
7 | SS-270-5.1 | Rip Rap, Class A-1 (18" Depth) With Type Iv Geotextile Filter Fabric | SY | 1500 | 50 | 75000 | 44 | 66000 | 60 | 90000 | 42 | 63000
8 | SS-300-5.1 | Lockout/Tagout And Constant Current Regulator Calibration Procedures | LS | 1 | 3500 | 3500 | 580 | 580 | 6000 | 6000 | 15000 | 15000
9 | SS-301-5.1 | Existing Runway/Taxiway Edge Lights, Removed | LS | 1 | 17500 | 17500 | 9800 | 9800 | 12000 | 12000 | 15000 | 15000
10 | SS-301-5.2 | Existing Base Mounted 2-Module Guidance Sign, Removed | EA | 1 | 750 | 750 | 1000 | 1000 | 575 | 575 | 2500 | 2500
11 | SS-301-5.3 | Existing Base Mounted 2-Module Guidance Sign, Installed On New Concrete Base | EA | 1 | 2500 | 2500 | 2500 | 2500 | 3500 | 3500 | 3500 | 3500
12 | SS-301-5.4 | Existing Cable And Conduit, Removed | LS | 1 | 1500 | 1500 | 2500 | 2500 | 5600 | 5600 | 9000 | 9000
13 | SS-301-5.5 | Existing Cable Removed From Conduit To Remain | LS | 1 | 1500 | 1500 | 830 | 830 | 2800 | 2800 | 9000 | 9000
14 | C-102-5.1 | Tdot Silt Fence With Wire Backing | LF | 8984 | 7.5 | 67380 | 4.15 | 37283.6 | 4.5 | 40428 | 4.5 | 40428
15 | C-102-5.2 | Type D Catch Basin Inlet Protection | EA | 1 | 1250 | 1250 | 900 | 900 | 350 | 350 | 2500 | 2500
16 | C-102-5.3 | Headwall Silt Trap | EA | 4 | 750 | 3000 | 900 | 3600 | 500 | 2000 | 4500 | 18000
17 | C-102-5.4 | 18" Diameter Sediment Tube | LF | 150 | 7.5 | 1125 | 9.8 | 1470 | 4 | 600 | 110 | 16500
18 | C-102-5.5 | Tdot Erosion Control Blanket | SY | 3000 | 5 | 15000 | 1.25 | 3750 | 1.6 | 4800 | 8 | 24000
19 | C-102-5.6 | Temporary Sediment Trap | EA | 4 | 10000 | 40000 | 1200 | 4800 | 13500 | 54000 | 2000 | 8000
20 | C-102-5.7 | Temporary Seeding | ACRE | 20 | 3500 | 70000 | 1400 | 28000 | 1500 | 30000 | 4000 | 80000
21 | C-105-6.1 | Mobilization | LS | 1 | 400000 | 400000 | 430000 | 430000 | 660000 | 660000 | 485000 | 485000
22 | D-705-5.1 | 6" Perforated Underdrain Pipe | LF | 9450 | 20 | 189000 | 24 | 226800 | 18 | 170100 | 30 | 283500
23 | D-705-5.2 | 6" Non-Perforated Outfall Pipe | LF | 1825 | 25 | 45625 | 20 | 36500 | 15 | 27375 | 30 | 54750
24 | D-705-5.3 | 6" Concrete Outler Protector | EA | 20 | 1750 | 35000 | 1200 | 24000 | 875 | 17500 | 1500 | 30000
25 | D-705-5.4 | Underdrain Cleanout | EA | 24 | 1750 | 42000 | 1130 | 27120 | 800 | 19200 | 1500 | 36000
26 | L-108-5.1 | #8 Awg, 5Kv, L-824C Cable, Installed In Duct Bank Or Conduit | LF | 21000 | 2 | 42000 | 1.5 | 31500 | 1.75 | 36750 | 3 | 63000
27 | L-108-5.2 | #6 Awg, Solid Bare Counterpoise Wire, Installed In Trench, Above Duct Bank Or Conduit, Including Ground Rods And Ground Connectors | LF | 19600 | 2 | 39200 | 1.6 | 31360 | 2 | 39200 | 3 | 58800
28 | L-108-5.3 | No. 6 Awg, 600V, Thwn-2 Cable, Installed In Duct Bank Or Conduit | LF | 9300 | 2 | 18600 | 2 | 18600 | 2.5 | 23250 | 0 | 0
29 | L-108-5.4 | No. 8 Awg, 600V, Thwn-2 Cable, Green Insulated Equipment Ground, Installed In Duct Bank Or Conduit | LF | 4850 | 2 | 9700 | 1.4 | 6790 | 1.6 | 7760 | 0 | 0
30 | L-110-5.1 | Non-Encased Electrical Conduit, 1W-2"C | LF | 19100 | 12.5 | 238750 | 7.8 | 148980 | 9 | 171900 | 17 | 324700
31 | L-110-5.2 | Concrete Encased Electrical Duct Bank, 2W-2"C | LF | 250 | 45 | 11250 | 90 | 22500 | 22 | 5500 | 39 | 9750
32 | L-110-5.3 | Non-Encased Electrical Duct Bank, 2W-2"C | LF | 250 | 20 | 5000 | 44 | 11000 | 19 | 4750 | 39 | 9750
33 | L-115-5.1 | Concrete Encased Electrical Junction Structure, L-867 Size 12" Diameter By 24" Depth | EA | 6 | 1500 | 9000 | 970 | 5820 | 800 | 4800 | 2500 | 15000
34 | L-115-5.2 | Concrete Encased 2-Can Junction Can Plaza | EA | 8 | 5000 | 40000 | 2200 | 17600 | 2200 | 17600 | 2500 | 20000
35 | L-125-5.1 | L-861(L) Base Mounted Runway Edge Light, Installed | EA | 48 | 2250 | 108000 | 1500 | 72000 | 1500 | 72000 | 2500 | 120000
36 | L-125-5.2 | L-861E(L) Base Mounted Runway Threshold Light, Installed | EA | 16 | 2250 | 36000 | 1600 | 25600 | 1700 | 27200 | 1800 | 28800
37 | L-125-5.3 | L-861T(L) Base Mounted Taxiway Edge Light, Installed | EA | 81 | 2000 | 162000 | 1500 | 121500 | 1350 | 109350 | 1500 | 121500
38 | L-125-5.4 | L-858(L) Base Mounted, Size 1, 2-Module Guidance Sign | EA | 3 | 8500 | 25500 | 5200 | 15600 | 5500 | 16500 | 4200 | 12600
39 | P-152-4.1 | Unclassified Excavation | CY | 14900 | 13 | 193700 | 12.1 | 180290 | 15 | 223500 | 33 | 491700
40 | P-152-4.2 | Unsuitable Excavation | CY | 2500 | 35 | 87500 | 23.2 | 58000 | 70 | 175000 | 23 | 57500
41 | P-207-5.1 | 12" Depth Fdr Cement Treated Base | SY | 42750 | 17.5 | 748125 | 11.5 | 491625 | 18.5 | 790875 | 38 | 1624500
42 | P-207-5.2 | 12" Depth Fdr Cement Treated Base (In-Situ) | SY | 14000 | 20 | 280000 | 9.5 | 133000 | 11 | 154000 | 38 | 532000
43 | P-401-8.1 | Bituminous Asphalt Pavement | TON | 16700 | 130 | 2171000 | 142 | 2371400 | 122 | 2037400 | 125 | 2087500
44 | P-609-5.1 | Bituminous Material | GAL | 31300 | 6 | 187800 | 5.2 | 162760 | 4.5 | 140850 | 9 | 281700
45 | P-609-5.2 | Chip Seal - First Aplication Aggregate | SY | 56750 | 2 | 113500 | 1.7 | 96475 | 1.45 | 82287.5 | 8 | 454000
46 | P-609-5.3 | Chip Seal - Second Application Aggregate | SY | 56750 | 2 | 113500 | 1.6 | 90800 | 1.35 | 76612.5 | 8 | 454000
47 | P-620-5.1 | Pavement Marking - White With Reflective Media | SF | 31500 | 2 | 63000 | 1.2 | 37800 | 1.1 | 34650 | 1 | 31500
48 | P-620-5.2 | Pavement Marking - Yellow With Reflective Media | SF | 1000 | 2 | 2000 | 1.75 | 1750 | 1.65 | 1650 | 1 | 1000
49 | T-901-5.1 | Seeding With Hydro-Mulch | ACRE | 14 | 4500 | 63000 | 3400 | 47600 | 5000 | 70000 | 4000 | 56000
50 | T-904-5.1 | Sodding (8' Width) | SY | 9300 | 7.5 | 69750 | 8 | 74400 | 7.75 | 72075 | 5.5 | 51150
|  |  |  | TOTALS |  | 6614130 |  | 6296323.6 |  | 6607538 |  | 8987115.5
RETURN TO INDEX

## M02
ID: | M02
City: | Dickson
Airport: | Dickson Municipal
Project Description: | Airfield Lighting Replacement
TAD #: | 22-555-0164-22
Base Bid Date: | 2022-01-19
AA1 Bid Date | 2021-09-16
County: | Dickson
Grand Division: | Middle
BASE BID (Airfield Lighting Replacement - Vault, Homerun, & Runway) |  |  |  |  | ENGINEER'S ESTIMATE |  | APPALACHIAN FOOTHILLS CONTRACTING, INC. |  | SOUTHEAST SITE SERVICES, LLC. |  | FAST ELECTRIC |  | STANSEL ELECTRIC CO., INC.
ITEM NO. | SPEC NO. | DESCRIPTION | UNIT | ESTIMATED QUANTITY | UNIT COST | EXTENDED TOTAL | UNIT COST2 | EXTENDED TOTAL3 | UNIT COST4 | EXTENDED TOTAL5 | UNIT COST6 | EXTENDED TOTAL7 | UNIT COST | EXTENDED TOTAL8
1 | C-100-14.1 | Contractor's Quality Control Program | LS | 1 | 10000 | 10000 | 5000 | 5000 | 5000 | 5000 | 27775 | 27775 | 21080 | 21080
2 | C-100-14.2 | Rehabilitate Area Used as Haul Route Around Airport, and Staging Area | LS | 1 | 8000 | 8000 | 2500 | 2500 | 10000 | 10000 | 6050 | 6050 | 132820 | 132820
3 | C-102-5.1 | Erosion and Sediment Control | LS | 1 | 3000 | 3000 | 2500 | 2500 | 5000 | 5000 | 4180 | 4180 | 81880 | 81880
4 | C-105-8.1 | Mobilization/Demobilization | LS | 1 | 75300 | 75300 | 20000 | 20000 | 100000 | 100000 | 15400 | 15400 | 338640 | 338640
5 | C-105-8.2 | Bonds and Insurance | LS | 1 | 13100 | 13100 | 12500 | 12500 | 20000 | 20000 | 19000 | 19000 | 26970 | 26970
6 | C-105-8.3 | Construction Layout | LS | 1 | 8000 | 8000 | 10000 | 10000 | 16500 | 16500 | 22385 | 22385 | 67280 | 67280
7 | C-105-8.4 | As-Built Drawings and Field Revisions | LS | 1 | 8680 | 8680 | 2000 | 2000 | 1000 | 1000 | 1485 | 1485 | 6730 | 6730
8 | M-104-6.1 | Maintenance of Traffic , Incl. Barricades, & Rnwy Closure "X's" (Owner Supplied) | LS | 1 | 10000 | 10000 | 7500 | 7500 | 30000 | 30000 | 4620 | 4620 | 48086 | 48086
9 | P-101-5.1 | Remove and Dispose of Existing Threshold Lights | EA | 16 | 500 | 8000 | 75 | 1200 | 250 | 4000 | 299.2 | 4787.2 | 55 | 880
10 | P-101-5.2 | Remove and Dispose of Existing 2-Light PAPI Enclosures | EA | 4 | 1000 | 4000 | 500 | 2000 | 1500 | 6000 | 539 | 2156 | 320 | 1280
11 | P-101-5.3 | Remove and Dispose of Existing Base Mounted Rnwy Edge Lights | EA | 10 | 500 | 5000 | 75 | 750 | 250 | 2500 | 302 | 3020 | 122 | 1220
12 | P-101-5.4 | Remove and Dispose of Existing Stake Mounted Rnwy Edge Lights | EA | 46 | 150 | 6900 | 50 | 2300 | 200 | 9200 | 330 | 15180 | 73 | 3358
13 | P-101-5.7 | Remove and Dispose of Exisitng Regulators | LS | 1 | 5000 | 5000 | 500 | 500 | 1000 | 1000 | 1402 | 1402 | 2980 | 2980
14 | P-101-5.8 | Remove and Dispose of Existing Directional Signs, Including Foundations | EA | 8 | 1000 | 8000 | 450 | 3600 | 1000 | 8000 | 792 | 6336 | 730 | 5840
15 | P-101-5.9 | Remove Existing Electrical Circuit | LF | 7500 | 0.75 | 5625 | 0.75 | 5625 | 0.5 | 3750 | 1.37 | 10275 | 0.55 | 4125
16 | L-108-5.2 | No. 8 AWG, 5 kV, L-824, Type C Cable - Rnwy Circuit - Incl. Homerun - Installed in Conduit or Duct Bank | LF | 13550 | 1.75 | 23712.5 | 1.45 | 19647.5 | 1.45 | 19647.5 | 6.6 | 89430 | 2.3 | 31165
17 | L-108-5.4 | No. 8 AWG, 5 kV, L-824, Type C Cable - PAPI Circuit - Incl. Homerun - Installed in Conduit or Duct Bank | LF | 9470 | 1.75 | 16572.5 | 1.45 | 13731.5 | 1.45 | 13731.5 | 6.6 | 62502 | 2.3 | 21781
18 | L-108-5.6 | No. 6 AWG, Solid, Bare Copper Counterpoise Wire Incl. Connections/Terminations and Ground Rods | LF | 9830 | 1.95 | 19168.5 | 1.91 | 18775.3 | 1.2 | 11796 | 6.6 | 64878 | 3 | 29490
19 | L-109-7.1 | Concrete Electrical Vault, Deilvered, Installed on Prepared Foundation, Components Set-Up, Incl. Primary Power Connection | LS | 1 | 200000 | 200000 | 105000 | 105000 | 140000 | 140000 | 108443 | 108443 | 189320 | 189320
20 | L-109-7.2 | L-828 Constant Current Regulators | EA | 2 | 13000 | 26000 | 13000 | 26000 | 20000 | 40000 | 31900 | 63800 | 16417 | 32834
21 | L-110-5.1 | 1-Way 2" Electrical Conduit - Trenched | LF | 10200 | 9.5 | 96900 | 8 | 81600 | 10 | 102000 | 15.31 | 156162 | 8 | 81600
22 | L-110-5.2 | 2-Way 2" Electrical Conduit -Trenched | LF | 3800 | 15.75 | 59850 | 15 | 57000 | 15 | 57000 | 24.2 | 91960 | 13 | 49400
23 | L-110-5.4 | 4-Way 2" Electrical Duct Bank - Directional Bore | LF | 810 | 55 | 44550 | 60 | 48600 | 70 | 56700 | 88 | 71280 | 80 | 64800
24 | L-115-5.1 | Airfield Rated Electrical Manhole, 3' x 3' x 48" Deep | EA | 2 | 13000 | 26000 | 10000 | 20000 | 15000 | 30000 | 22825 | 45650 | 26380 | 52760
25 | L-115-5.2 | L-867 Base Can, Used as Hand Hole, Solid Cover | EA | 10 | 1100 | 11000 | 1100 | 11000 | 1100 | 11000 | 1970 | 19700 | 2085 | 20850
26 | L-125-5.1 | L-861 LED Elevated MIRL Edge Light Installed on New L-867 Base Can | EA | 50 | 1300 | 65000 | 1200 | 60000 | 1900 | 95000 | 2002 | 100100 | 2730 | 136500
27 | L-125-5.3 | L-861 LED Elevated MIRL Threshold/End Light installed on New L-867 Base Can | EA | 14 | 1350 | 18900 | 1250 | 17500 | 1950 | 27300 | 192.3 | 2692.2 | 2780 | 38920
28 | L-125-5.4 | L-881 LED PAPI, 2-Light Control Cabinet, Installed on L-867 Base Can | EA | 2 | 44000 | 88000 | 21500 | 43000 | 30000 | 60000 | 34515 | 69030 | 20500 | 41000
29 | L-125-5.5 | L-858 Guidance Sign, Size 2, Class 2, 3-Module, with L-867 Base Can and Concrete Foundation | EA | 3 | 3000 | 9000 | 5500 | 16500 | 7000 | 21000 | 8101.5 | 24304.5 | 8380 | 25140
30 | L-125-5.5A | Unlit L-858 Guidance Sign, Size 2, Class 2, 2-Module, with L-867 Base Can and Concrete Foundation | EA | 2 | 1750 | 3500 | 5000 | 10000 | 4000 | 8000 | 5525 | 11050 | 7360 | 14720
31 | L-125-5.6 | L-894 (L) LED, Style C, Runway End Indicator Light REIL System | EA | 2 | 28000 | 56000 | 15000 | 30000 | 25000 | 50000 | 23774 | 47548 | 22120 | 44240
32 | L-806-5.1 | Lighted Wind Cone and Wind Cone Assembly | EA | 1 | 8000 | 8000 | 12500 | 12500 | 15000 | 15000 | 18358 | 18358 | 16150 | 16150
33 | L-854 | Pilot Controlled Lighting System | EA | 1 | 25000 | 25000 | 10000 | 10000 | 10000 | 10000 | 12383 | 12383 | 10580 | 10580
34 | T-904-5.1 | Sodding | SY | 3825 | 6.5 | 24862.5 | 2 | 7650 | 8 | 30600 | 1.02 | 3901.5 | 10 | 38250
35 | T-905-5.1 | Spread Topsoil (Stockpiled on site) | CY | 250 | 12 | 3000 | 20 | 5000 | 20 | 5000 | 10 | 2500 | 37 | 9250
|  |  |  | BASE BID TOTALS |  | 1003621 |  | 691479.3 |  | 1025725 |  | 1209723.4 |  | 1691919
ADD ALTERNATE 1 (Airfield Lighting Replacement - Vault, Homerun, & Taxiway) |  |  |  |  | ENGINEER'S ESTIMATE |  | APPALACHIAN FOOTHILLS CONTRACTING, INC. |  | SOUTHEAST SITE SERVICES, LLC. |  | FAST ELECTRIC |  | STANSEL ELECTRIC CO., INC.
ITEM NO. | SPEC NO. | DESCRIPTION | UNIT | ESTIMATED QUANTITY | UNIT COST | EXTENDED TOTAL | UNIT COST2 | EXTENDED TOTAL3 | UNIT COST4 | EXTENDED TOTAL5 | UNIT COST6 | EXTENDED TOTAL7 | UNIT COST | EXTENDED TOTAL8
1 | C-100-14.1 | Contractor's Quality Control Program | LS | 1 | 10000 | 10000 | 2000 | 2000 | 5000 | 5000 | 17250 | 17250 | 22780 | 22780
2 | C-100-14.2 | Rehabilitate Area Used as Haul Route Around Airport, and Staging Area | LS | 1 | 8000 | 8000 | 2000 | 2000 | 10000 | 10000 | 2750 | 2750 | 33510 | 33510
3 | C-102-5.1 | Erosion and Sediment Control | LS | 1 | 3000 | 3000 | 2000 | 2000 | 5000 | 5000 | 1925 | 1925 | 66580 | 66580
4 | C-105-8.1 | Mobilization/Demobilization | LS | 1 | 38600 | 38600 | 10000 | 10000 | 41120 | 41120 | 3410 | 3410 | 248760 | 248760
5 | C-105-8.2 | Bonds and Insurance | LS | 1 | 10200 | 10200 | 10000 | 10000 | 15000 | 15000 | 12100 | 12100 | 9880 | 9880
6 | C-105-8.3 | Construction Layout | LS | 1 | 8000 | 8000 | 7500 | 7500 | 15000 | 15000 | 1760 | 1760 | 51080 | 51080
7 | C-105-8.4 | As-Built Drawings and Field Revisions | LS | 1 | 6780 | 6780 | 2000 | 2000 | 1000 | 1000 | 1400 | 1400 | 2700 | 2700
8 | M-104-6.1 | Maintenance of Traffic , Incl. Barricades | LS | 1 | 10000 | 10000 | 2500 | 2500 | 15000 | 15000 | 2750 | 2750 | 24240 | 24240
9 | P-101-5.5 | Remove and Dispose of Existing Base Mounted Txwy Edge Lights | EA | 15 | 500 | 7500 | 75 | 1125 | 250 | 3750 | 397 | 5955 | 120 | 1800
10 | P-101-5.6 | Remove and Dispose of Existing Stake Mounted Txwy Edge Lights | EA | 95 | 150 | 14250 | 50 | 4750 | 200 | 19000 | 332.2 | 31559 | 56 | 5320
11 | P-101-5.7 | Remove and Dispose of Exisitng Regulators | LS | 1 | 6000 | 6000 | 500 | 500 | 1000 | 1000 | 1769 | 1769 | 2740 | 2740
12 | P-101-5.9 | Remove Existing Electrical Circuit | LF | 7500 | 0.75 | 5625 | 0.75 | 5625 | 0.5 | 3750 | 1.76 | 13200 | 0.6 | 4500
13 | L-108-5.3 | No. 8 AWG, 5 kV, L-824, Type C Cable - Txwy Circuit - Incl. Homerun - Installed in Conduit or Duct Bank | LF | 15200 | 1.75 | 26600 | 1.45 | 22040 | 1.45 | 22040 | 6.87 | 104424 | 2.4 | 36480
14 | L-108-5.6 | No. 6 AWG, Solid, Bare Copper Counterpoise Wire Incl. Connections/Terminations and Ground Rods | LF | 9825 | 1.95 | 19158.75 | 1.91 | 18765.75 | 1.2 | 11790 | 7.48 | 73491 | 2.9 | 28492.5
15 | L-109-7.2 | L-828 Constant Current Regulators | EA | 1 | 13000 | 13000 | 15000 | 15000 | 20000 | 20000 | 32915 | 32915 | 17710 | 17710
16 | L-110-5.1 | 1-Way 2" Electrical Conduit - Trenched | LF | 11521 | 9.5 | 109449.5 | 8 | 92168 | 10 | 115210 | 14.2 | 163598.2 | 8 | 92168
17 | L-110-5.2 | 2-Way 2" Electrical Conduit -Trenched | LF | 132 | 15.75 | 2079 | 15 | 1980 | 15 | 1980 | 29.71 | 3921.72 | 13 | 1716
18 | L-115-5.2 | L-867 Base Can, Used as Hand Hole, Solid Cover | EA | 4 | 1000 | 4000 | 1100 | 4400 | 1100 | 4400 | 2534 | 10136 | 2080 | 8320
19 | L-125-5.2 | L-861 LED Elevated MITL Edge Light Installed on New L-867 Base Can | EA | 145 | 1300 | 188500 | 1000 | 145000 | 1400 | 203000 | 1721 | 249545 | 2560 | 371200
20 | L-125-5.5a | L-858 Guidance Sign, Size 2, Class 2, 2-Module, with L-867 Base Can and Concrete Foundation | EA | 3 | 2500 | 7500 | 5000 | 15000 | 6000 | 18000 | 6815 | 20445 | 7030 | 21090
21 | L-125-5.5b | Unlit L-858 Guidance Sign, Size 2, Class 2, 2-Module, with Concrete Foundation | EA | 2 | 1500 | 3000 | 4000 | 8000 | 4000 | 8000 | 5098 | 10196 | 7360 | 14720
22 | L-125-5.7 | L-864 Elevated Reflective Taxiway Markers, Stake Mounted | EA | 30 | 650 | 19500 | 150 | 4500 | 150 | 4500 | 339 | 10170 | 670 | 20100
23 | T-904-5.1 | Sodding | SY | 3825 | 6.5 | 24862.5 | 2 | 7650 | 8 | 30600 | 1.07 | 4092.75 | 10 | 38250
24 | T-905-5.1 | Spread Topsoil (Stockpiled on site) | CY | 250 | 12 | 3000 | 20 | 5000 | 20 | 5000 | 10 | 2500 | 37 | 9250
|  |  |  | AA1 TOTALS |  | 548604.75 |  | 389503.75 |  | 579140 |  | 781262.67 |  | 1133386.5
RETURN TO INDEX

## 3M7
ID: | 3M7
City: | Lafayette
Airport: | Lafayette Municipal
Project Description: | Runway Rehabilitation and Entrance Road Reconstruction
TAD #: | 56-555-0753-22
Bid Date: | 2022-03-24
County: | Macon
Grand Division: | Middle
BASE BID (Runway Rehabilitation) |  |  |  |  | ENGINEER'S ESTIMATE |  | CLEARY CONSTRUCTION, INC.
ITEM NO. | SPEC NO. | DESCRIPTION | UNIT | ESTIMATED QUANTITY | UNIT COST | EXTENDED TOTAL | UNIT COST2 | EXTENDED TOTAL2
1 | C-105-6.1 | Mobilization (10% Max. of Total Costs) | LS | 1 | 184400 | 184400 | 220000 | 220000
2 | TS-5-5.1 | Implementation of Construction Safety Plan and Maintenance of Traffic | LS | 1 | 62400 | 62400 | 40000 | 40000
3 | C-100-14.1 | Contractor Quality Control Program (CQCP) | LS | 1 | 68600 | 68600 | 175000 | 175000
4 | C-102-5.1a | Temporary Seeding and Mulching | AC | 4 | 2200 | 8800 | 1900 | 7600
5 | C-102-5.1f | Silt Fence (Without Backing; Includes Installation and Removal) | LF | 7000 | 3 | 21000 | 3 | 21000
6 | C-102-5.1j | Erosion Control Blanket | SY | 10000 | 3 | 30000 | 1.5 | 15000
7 | C-102-5.1k | High-Visibilty Construction Fence | LF | 500 | 2.5 | 1250 | 6.4 | 3200
8 | C-102-5.1l | Construction Entrance | EA | 1 | 10000 | 10000 | 80000 | 80000
9 | P-101-5.2 | Asphalt Pavement Crack Sealing, Type I | LF | 20000 | 2 | 40000 | 0.85 | 17000
10 | P-101-5.3 | Pavement Marking Removal | SF | 16176 | 1.5 | 24264 | 0.95 | 15367.2
11 | P-101-5.6 | Cold Milling (2" Asphalt Pavement) | SY | 35000 | 5 | 175000 | 4.1 | 143500
12 | TS-3-4.1 | Water | LS | 1 | 7500 | 7500 | 5500 | 5500
13 | P-152-4.1 | Unclassified Excavation | CY | 500 | 10 | 5000 | 30 | 15000
14 | P-152-4.2 | Borrow Excavation (Onsite Source) | CY | 1850 | 10 | 18500 | 22 | 40700
15 | P-401-8.1 | Asphalt Surface Course, 2" Min. Thickness | TON | 4000 | 135 | 540000 | 152 | 608000
16 | P-401-8.3 | Asphalt Leveling Course (Variable Thickness) | TON | 150 | 170 | 25500 | 154 | 23100
17 | P-603-5.1 | Emulsified Asphalt Tack Coat | GAL | 3500 | 5 | 17500 | 4.35 | 15225
18 | P-608-8.1 | Emulsified Asphalt Seal Coat | SY | 45900 | 2 | 91800 | 2 | 91800
19 | P-608-8.2 | Runway Friction Testing | LS | 1 | 10000 | 10000 | 9500 | 9500
20 | P-620-5.1 | Initial Coat Pavement Marking, White & Yellow, Non-Reflectorized, 50% Full Application Rate (After Asphalt Overlay & Prior to Sealcoat Application) | SF | 11416 | 1.25 | 14270 | 0.8 | 9132.8
21 | P-620-5.2 | Initial Coat Pavement Marking, White & Yellow, Non-Reflectorized, 50% Full Application Rate (After Sealcoat Application) | SF | 11416 | 1.25 | 14270 | 0.8 | 9132.8
22 | P-620-5.3 | Final Pavement Marking, White & Yellow, Reflectorized, 100% Application Rate | SF | 30766 | 2 | 61532 | 0.8 | 24612.8
23 | P-620-5.4 | Final Pavement Marking, Black, Non-Reflectorized, 100% Application Rate | SF | 6793 | 1.25 | 8491.25 | 0.9 | 6113.7
24 | P-620-5.6 | Reflective Media, Type I | LB | 415 | 4 | 1660 | 1.3 | 539.5
25 | T-901-5.1 | Seeding | AC | 8 | 2500 | 20000 | 5600 | 44800
26 | T-904-5.1 | Sodding | SY | 250 | 7.5 | 1875 | 13 | 3250
27 | T-905-5.1 | Topsoiling (Stockpiled Onsite) | CY | 150 | 10 | 1500 | 30 | 4500
28 | L-108-5.1 | Trenching for Direct-Buried Conduit, 18-inch Minimum Depth | LF | 12800 | 2 | 25600 | 2.55 | 32640
29 | L-108-5.2 | No. 8 AWG, 5 kV, L-824, Type C Cable, Installed in Trench, Duct Bank or Conduit | LF | 13750 | 2 | 27500 | 1.92 | 26400
30 | L-108-5.3 | No. 6 AWG, Solid, Bare Copper Counterpoise Wire, Installed in Trench, Above the Duct Bank or Conduit, Including Connections/Terminations | LF | 12800 | 2 | 25600 | 1.8 | 23040
31 | L-108-5.4 | No. 18 AWG, 600 Volt, Installed in Conduit | LF | 3400 | 1.5 | 5100 | 1.3 | 4420
32 | L-109-7.1 | Construction of Airport Transformer Vault in Place | LS | 1 | 120000 | 120000 | 140000 | 140000
33 | L-109-7.2 | 15KW Regulator | EA | 1 | 20000 | 20000 | 25000 | 25000
34 | L-109-7.3 | Service Entrance Rated Automatic Transfer Switch | EA | 1 | 5000 | 5000 | 12700 | 12700
35 | L-109-7.4 | 45 KVA Generator | EA | 1 | 40000 | 40000 | 63500 | 63500
36 | L-109-7.5 | FAA Radio | EA | 1 | 5000 | 5000 | 6400 | 6400
37 | L-110-5.1 | Non-Encased, Electrical Conduit, 1 Way, 2" | LF | 12700 | 4 | 50800 | 7.65 | 97155
38 | L-115-5.1 | Electrical Junction Can in Turf | EA | 3 | 800 | 2400 | 890 | 2670
39 | L-125-5.1 | L-861(L), Medium Intensity Elevated Runway Edge Light, LED, Color Clear-Yellow, Base Mounted | EA | 42 | 1750 | 73500 | 1590 | 66780
40 | L-125-5.2 | L-861(L), Medium Intensity Elevated Runway Edge Light, LED, Color Clear-Clear, Base Mounted | EA | 10 | 1750 | 17500 | 1590 | 15900
41 | L-125-5.3 | L-861E (L) Medium Intensity Elevated Runway Threshold Light, LED, Color Red-Green, Base Mounted | EA | 8 | 1750 | 14000 | 1650 | 13200
42 | L-125-5.4 | L-861E (L) Medium Intensity Elevated Runway Displaced Threshold Light, LED, Color Green-Yellow, Base Mounted | EA | 2 | 1750 | 3500 | 1780 | 3560
43 | L-125-5.5 | L-861E (L) Medium Intensity Elevated Runway Displaced Threshold Light, LED, Color Green-Unidirectional, Base Mounted | EA | 6 | 1750 | 10500 | 1525 | 9150
44 | L-125-5.6 | L-861E (L) Medium Intensity Elevated Runway Threshold End Light, LED, Color Red-Red, Base Mounted | EA | 8 | 1750 | 14000 | 1715 | 13720
45 | L-125-5.7 | L-861T (L) Medium Intensity Elevated Taxiway Edge Light, LED, Color Blue, Base Mounted | EA | 21 | 1600 | 33600 | 1460 | 30660
46 | L-125-5.8 | L-861(L), Medium Intensity Elevated Runway Edge Light, LED, Color Clear-Yellow (Fixture Only, To Be Supplied As A Spare) | EA | 6 | 800 | 4800 | 390 | 2340
47 | L-125-5.9 | L-861T (L) Medium Intensity Elevated Taxiway Edge Light, LED, Color Blue (Fixture Only, To Be Supplied As A Spare) | EA | 3 | 800 | 2400 | 260 | 780
48 | L-150-5.1 | L-849I, Style B REIL, In-Place, Tested and Assistance During Flight Inspection By FAA | EA | 2 | 25000 | 50000 | 23500 | 47000
49 | TS-102-4.1 | Removal of Existing Airport Lighting Fixtures, Transformers, Conductors, Conduit, Concrete Foundations, and All Miscellaneous Electrical Items | LS | 1 | 12000 | 12000 | 8300 | 8300
|  |  |  | BASE BID TOTALS |  | 2027912.25 |  | 2293888.8
ADD ALTERNATE 1 (Entrance Road Reconstruction) |  |  |  |  | ENGINEER'S ESTIMATE |  | CLEARY CONSTRUCTION, INC.
ITEM NO. | SPEC NO. | DESCRIPTION | UNIT | ESTIMATED QUANTITY | UNIT COST | EXTENDED TOTAL | UNIT COST2 | EXTENDED TOTAL3
1 | C-105-6.1 | Mobilization (10% (Max.) of Total Costs) | LS | 1 | 53100 | 53100 | 62000 | 62000
2 | TS-5-5.1 | Implementation of Construction Safety Plan and Maintenance of Traffic | LS | 1 | 18000 | 18000 | 10000 | 10000
3 | C-100-14.1 | Contractor Quality Control Program (CQCP) | LS | 1 | 29000 | 29000 | 50000 | 50000
4 | C-102-5.1a | Temporary Seeding and Mulching | AC | 1 | 2200 | 2200 | 1900 | 1900
5 | TS-10-5.1 | Riprap, Class 2, 15" Min. Layer Thickness, Including Fabric | SY | 50 | 50 | 2500 | 70 | 3500
6 | P-152-4.1 | Unclassified Excavation (Shoulder Build-up) | CY | 150 | 10 | 1500 | 30 | 4500
7 | P-152-4.4 | Undercut and Related Backfill (for Unknown Unsuitable Subgrade Material) | CY | 1500 | 25 | 37500 | 30 | 45000
8 | P-152-4.5 | Geotextile Fabric for Bridging Unsuitable Material (Potential Patching) | SY | 2200 | 5 | 11000 | 4.7 | 10340
9 | P-207-5.1 | In-Place Full Depth Reclamation (FDR) Asphalt Aggregate Base Course (16 Inch Min. Pulverization Depth, Excavated to Grade, 12 Inch Min. Mix Depth) | SY | 6300 | 20 | 126000 | 12.7 | 80010
10 | P-207-5.2 | Cement | TON | 325 | 190 | 61750 | 275 | 89375
11 | P-401-8.2 | Asphalt Surface Course, 2 - 2 Inch Lifts (4" Total Min. Compacted Thickness) | TON | 1500 | 135 | 202500 | 145 | 217500
12 | P-602-5.1 | Emulsified Asphalt Prime Coat | GAL | 1890 | 7 | 13230 | 4.5 | 8505
13 | P-603-5.1 | Emulsified Asphalt Tack Coat | GAL | 640 | 5 | 3200 | 4.35 | 2784
14 | P-620-5.5 | Pavement Marking, Yellow, Non-Reflectorized, Full Application Rate | SF | 2450 | 2 | 4900 | 1.3 | 3185
15 | D-701-5.1 | 30 Inch Diameter Pipe, Class III | LF | 75 | 90 | 6750 | 315 | 23625
16 | D-752-5.1 | Headwall (Slope Paved) for 30 Inch Pipe | EA | 2 | 5000 | 10000 | 11700 | 23400
17 | T-901-5.1 | Seeding | AC | 1 | 3000 | 3000 | 5600 | 5600
18 | T-904-5.1 | Sodding | SY | 1200 | 7.5 | 9000 | 13 | 15600
19 | T-905-5.1 | Topsoiling (Stockpiled Onsite) | CY | 1050 | 10 | 10500 | 30 | 31500
|  |  |  | AA1 TOTALS |  | 605630 |  | 688324
ADD ALTERNATE 2 (Alternate Seal Coat Material) |  |  |  |  | ENGINEER'S ESTIMATE |  | CLEARY CONSTRUCTION, INC.
ITEM NO. | SPEC NO. | DESCRIPTION | UNIT | ESTIMATED QUANTITY | UNIT COST | EXTENDED TOTAL | UNIT COST2 | EXTENDED TOTAL3
1 | P-608-8.1 | Emulsified Asphalt Seal Coat (Deduct Item) | SY | 45900 | -1.5 | -68850 | -2 | -91800
2 | P-608-8.2 | Runway Friction Testing (Deduct Item) | LS | 1 | -10000 | -10000 | -9500 | -9500
3 | P-629-8.1 | Thermoplastic Coal Tar Emulsion, Micro-Surface Type B Seal Coat | SY | 45900 | 5 | 229500 | 6.25 | 286875
|  |  |  | AA2 TOTALS |  | 150650 |  | 185575
|  |  |  | BASE BID |  | 2027912.25 |  | 2293888.8
|  |  |  | BASE BID + AA1 |  | 2633542.25 |  | 2982212.8
|  |  |  | BASE BID + AA1 + AA2 |  | 2784192.25 |  | 3167787.8
RETURN TO INDEX

## MRC
ID: | MRC
City: | Columbia/Mount Pleasant
Airport: | Maury County
Project Description: | RSA Improvements and Runway Rehabilitation
TAD #: | 60-555-0550-18
Bid Date: | 2022-04-27
County: | Maury
Grand Division: | Middle
BASE BID (Runway Full Depth Reclamation B-II Width) |  |  |  |  | ENGINEER'S ESTIMATE |  | CLEARY |  | WRIGHT PAVING |  | EUTAW
ITEM NO. | SPEC NO. | DESCRIPTION | UNIT | ESTIMATED QUANTITY | UNIT COST | EXTENDED TOTAL | UNIT COST2 | EXTENDED TOTAL2 | UNIT COST3 | EXTENDED TOTAL3 | UNIT COST4 | EXTENDED TOTAL4
1 | SS-120-3.1 | Construction Safety And Security | LS | 1 | 40000 | 40000 | 50000 | 50000 | 76807.08 | 76807.08 | 83880 | 83880
2 | SS-140-5.1 | Demolition And Disposal | LS | 1 | 40000 | 40000 | 100000 | 100000 | 159183.1 | 159183.1 | 66800 | 66800
3 | SS-152-5.1 | Site Grading With On-Site Topsoil | ACRE | 21 | 20000 | 420000 | 11750 | 246750 | 22679.7 | 476273.7 | 25210 | 529410
4 | C-100-14.1 | Contractor Quality Control Program (CQCP) | LS | 1 | 40000 | 40000 | 275000 | 275000 | 56119.8 | 56119.8 | 76800 | 76800
5 | C-102-5.1 | Temporary Erosion Control | LS | 1 | 200000 | 200000 | 115000 | 115000 | 169249.74 | 169249.74 | 450000 | 450000
6 | C-105-6.1 | Mobilization | LS | 1 | 500000 | 500000 | 500000 | 500000 | 688856.4 | 688856.4 | 529016 | 529016
7 | D-705-5.1 | 6-Inch Perforated Underdrain Pipe | LF | 11113 | 20 | 222260 | 24 | 266712 | 18.7 | 207813.1 | 20.5 | 227816.5
8 | D-705-5.2 | 6-Inch Non-Perforated Outlet Pipe | LF | 3056 | 20 | 61120 | 21 | 64176 | 15.4 | 47062.4 | 16.5 | 50424
9 | D-705-5.3 | Concrete Outlet Protector | EA | 24 | 25000 | 600000 | 1420 | 34080 | 990 | 23760 | 994 | 23856
10 | P-152-4.1 | Unclassified Excavation (Embankment) | CY | 16193 | 15 | 242895 | 13.35 | 216176.55 | 29.72 | 481255.96 | 20.25 | 327908.25
11 | P-152-4.2 | Unsuitable Excavation | CY | 4048 | 25 | 101200 | 26 | 105248 | 40.16 | 162567.68 | 45 | 182160
12 | P-207-5.2 | 12" Depth Fdr Cement Treated Base (Stockpile) | SY | 57350 | 20 | 1147000 | 18 | 1032300 | 24.47 | 1403354.5 | 24 | 1376400
13 | P-207-5.3 | Stockpiled Fdr Base Course Material (Hauled Offsite) | CY | 1541 | 15 | 23115 | 26 | 40066 | 24.78 | 38185.98 | 8.25 | 12713.25
14 | P-401-8.1 | Bituminous Surface Course | TON | 12936 | 135 | 1746360 | 155 | 2005080 | 129.83 | 1679480.88 | 148.5 | 1920996
15 | P-608-8.1 | Asphalt Surface Treatment | SY | 57350 | 2 | 114700 | 2.2 | 126170 | 2.15 | 123302.5 | 1.95 | 111832.5
16 | P-609-5.1 | Bituminous Material | GAL | 28675 | 5 | 143375 | 5.75 | 164881.25 | 4.81 | 137926.75 | 5.5 | 157712.5
17 | P-609-5.2 | Chip Seal - First Application | SY | 57350 | 2 | 114700 | 1.1 | 63085 | 0.89 | 51041.5 | 1 | 57350
18 | P-609-5.3 | Chip Seal - Second Application | SY | 57350 | 2 | 114700 | 0.95 | 54482.5 | 0.8 | 45880 | 0.9 | 51615
19 | P-620-5.1 | Pavement Markings - White W/ Reflective Media | SF | 35927 | 2 | 71854 | 1.15 | 41316.05 | 1.08 | 38801.16 | 1.05 | 37723.35
20 | P-620-5.2 | Pavement Markings - Yellow W/ Reflective Media | SF | 1999 | 2 | 3998 | 1.7 | 3398.3 | 1.61 | 3218.39 | 1.05 | 2098.95
21 | P-620-5.4 | Pavement Marking Removal | SF | 206 | 2 | 412 | 5.75 | 1184.5 | 5.5 | 1133 | 1.15 | 236.9
22 | T-901-5.1 | Seeding With Hydro-Mulch | ACRE | 20.5 | 4500 | 92250 | 4800 | 98400 | 4097.5 | 83998.75 | 4970 | 101885
23 | T-904-5.1 | Sodding | SY | 12314 | 8 | 98512 | 9.25 | 113904.5 | 7.1 | 87429.4 | 6.75 | 83119.5
|  |  |  | BASE BID TOTALS |  | 6138451 |  | 5717410.65 |  | 6242701.77 |  | 6461753.7
ADD ALTERNATE 1 (Runway Full Depth Reclamation C-II Width) |  |  |  |  | ENGINEER'S ESTIMATE |  | CLEARY |  | WRIGHT PAVING |  | EUTAW
ITEM NO. | SPEC NO. | DESCRIPTION | UNIT | ESTIMATED QUANTITY | UNIT COST | EXTENDED TOTAL | UNIT COST2 | EXTENDED TOTAL3 | UNIT COST4 | EXTENDED TOTAL5 | UNIT COST6 | EXTENDED TOTAL7
1 | SS-120-3.1 | Construction Safety And Security | LS | 1 | 10000 | 10000 | 15000 | 15000 | 75602.36 | 75602.36 | 19120 | 19120
2 | SS-140-5.1 | Demolition And Disposal | LS | 1 | 10000 | 10000 | 20000 | 20000 | 103061.85 | 103061.85 | 8631 | 8631
3 | C-100-14.1 | Contractor Quality Control Program (CQCP) | LS | 1 | 10000 | 10000 | 94000 | 94000 | 68700 | 68700 | 8229 | 8229
4 | C-105-6.1 | Mobilization | LS | 1 | 100000 | 100000 | 125000 | 125000 | 179620 | 179620 | 120900 | 120900
5 | P-207-5.2 | 12" Depth Fdr Cement Treated Base (Stockpile) | SY | 17029 | 20 | 340580 | 18 | 306522 | 24.48 | 416869.92 | 24 | 408696
6 | P-401-8.1 | Bituminous Surface Course | TON | 3841 | 135 | 518535 | 155 | 595355 | 129.83 | 498677.03 | 148.5 | 570388.5
7 | P-608-8.1 | Asphalt Surface Treatment | SY | 17029 | 2 | 34058 | 2.2 | 37463.8 | 2.15 | 36612.35 | 1.95 | 33206.55
8 | P-609-5.1 | Bituminous Material | GAL | 8514 | 5 | 42570 | 5.75 | 48955.5 | 4.81 | 40952.34 | 5.5 | 46827
9 | P-609-5.2 | Chip Seal - First Application | SY | 17029 | 2 | 34058 | 1.1 | 18731.9 | 0.93 | 15836.97 | 1.05 | 17880.45
10 | P-609-5.3 | Chip Seal - Second Application | SY | 17029 | 2 | 34058 | 1 | 17029 | 0.83 | 14134.07 | 0.95 | 16177.55
|  |  |  | AA1 TOTALS |  | 1133859 |  | 1278057.2 |  | 1450066.89 |  | 1250056.05
ADD ALTERNATE 2 (Medium Intensity Runway Edge Lights, Signage and Vault Work) |  |  |  |  | ENGINEER'S ESTIMATE |  | CLEARY |  | WRIGHT PAVING |  | EUTAW
ITEM NO. | SPEC NO. | DESCRIPTION | UNIT | ESTIMATED QUANITITY | UNIT COST | EXTENDED TOTAL | UNIT COST2 | EXTENDED TOTAL3 | UNIT COST4 | EXTENDED TOTAL5 | UNIT COST6 | EXTENDED TOTAL7
1 | SS-300-5.1 | Lockout/Tagout And Constant Current Regulator Calibration Procedures | LS | 1 | 5000 | 5000 | 575 | 575 | 2200 | 2200 | 9156 | 9156
2 | SS-301-5.1 | Existing Concrete Encased, Electrical Junction Structure, Removed | EA | 1 | 200 | 200 | 1150 | 1150 | 110 | 110 | 4578 | 4578
3 | SS-301-5.2 | Existing Stake Mounted Edge Light, Removed | EA | 82 | 200 | 16400 | 57 | 4674 | 110 | 9020 | 183 | 15006
4 | SS-301-5.4 | Existing Base Mounted Guidance Sign, Removed | EA | 8 | 600 | 4800 | 36 | 288 | 275 | 2200 | 1145 | 9160
5 | SS-301-5.5 | Existing Runway End Identification Lights, Removed | EA | 2 | 400 | 800 | 175 | 350 | 110 | 220 | 2289 | 4578
6 | SS-301-5.6 | Existing Precision Approach Path Indicatory System, Removed | EA | 2 | 1500 | 3000 | 750 | 1500 | 1100 | 2200 | 9156 | 18312
7 | SS-301-5.7 | Existing Odals Tower Modification | LS | 1 | 30000 | 30000 | 14900 | 14900 | 27500 | 27500 | 46560 | 46560
8 | SS-305-5.1 | Directional Boring, 2-Way 2"C Polyethylene Conduits | LF | 95 | 75 | 7125 | 115 | 10925 | 63.8 | 6061 | 106.5 | 10117.5
9 | SS-310-5.1 | Papi & Reil Flight Check Mobilization | LS | 1 | 20000 | 20000 | 575 | 575 | 2750 | 2750 | 18315 | 18315
10 | L-108-5.1 | No. 8 Awg, 5 Kv, L-824, Type C Cable, Installed In Trench, Duct Bank Or Conduit | LF | 28737 | 1.8 | 51726.6 | 2 | 57474 | 2.31 | 66382.47 | 3.05 | 87647.85
11 | L-108-5.2 | No. 6 Awg, Solid, Bare Copper Counterpoise Wire, Installed In Trench, Above The Duct Bank Or Conduit, Including Connections/Terminations | LF | 20112 | 1.6 | 32179.2 | 2 | 40224 | 2.42 | 48671.04 | 5.75 | 115644
12 | L-108-5.3 | Trenching For Direct-Buried Bare Counterpoise Wire, 8" Minimum Depth | LF | 11262 | 1.6 | 18019.2 | 2.55 | 28718.1 | 4.4 | 49552.8 | 3.65 | 41106.3
13 | L-108-5.4 | No. 2/0 Awg Stranded, 600V Rated, Type Thhn/Thwn-2 Cable, Installed In Duct Bank Or Conduit | LF | 390 | 7 | 2730 | 9.6 | 3744 | 7.15 | 2788.5 | 17.5 | 6825
14 | L-108-5.5 | No. 4 Awg Stranded, 600V Rated, Type Thhn/Thwn-2, Green Insulated Equipment Ground, Installed In Duct Bank Or Conduit | LF | 130 | 2 | 260 | 4 | 520 | 2.86 | 371.8 | 38.5 | 5005
15 | L-109-7.1 | Installation Of Airport Transformer Vault Equipment In Place | EA | 1 | 35000 | 35000 | 67000 | 67000 | 27500 | 27500 | 140110 | 140110
16 | L-109-7.2 | Construction Of Prefabricated Vault Building And Foundation In Place | EA | 1 | 90000 | 90000 | 83000 | 83000 | 91300 | 91300 | 197480 | 197480
17 | L-109-7.3 | Existing Airfield Electrical Removed From Terminal Building | LS | 1 | 4000 | 4000 | 1150 | 1150 | 2200 | 2200 | 45780 | 45780
18 | L-109-7.4 | L-829, 4 Kw, Lighting Regulator, Installed In Place | EA | 1 | 10000 | 10000 | 15000 | 15000 | 14850 | 14850 | 17365 | 17365
19 | L-109-7.5 | L-829, 5 Kw, Lighting Regulator, Installed In Place | EA | 1 | 12000 | 12000 | 16000 | 16000 | 15400 | 15400 | 17950 | 17950
20 | L-109-7.6 | L-829, 7.5 Kw, Lighting Regulator, Installed In Place | EA | 1 | 18000 | 18000 | 18000 | 18000 | 17050 | 17050 | 19485 | 19485
21 | L-110-5.1 | Non-Encased Electrical Duct Bank, 1-Way 2-Inch C, 18-Inch Minimum Cover | LF | 17912 | 12 | 214944 | 9 | 161208 | 8.8 | 157625.6 | 8.75 | 156730
22 | L-110-5.2 | Concrete Encased Electrical Conduit, 2-Way 2-Inch C, 24-Inch Minimum Cover | LF | 600 | 40 | 24000 | 110 | 66000 | 17.6 | 10560 | 43 | 25800
23 | L-110-5.3 | Concrete Encased Electrical Conduit, 4-Way 2-Inch C, 18-Inch Minimum Cover | LF | 780 | 55 | 42900 | 168 | 131040 | 38.5 | 30030 | 30 | 23400
24 | L-115-5.1 | L-867 Class 1, Size 16" Diameter By 24" Depth, Installed | EA | 17 | 1000 | 17000 | 1100 | 18700 | 1100 | 18700 | 2264 | 38488
25 | L-115-5.2 | Electrical Junction Can Plaza, Two L-867D Cans With Drains And Appurtenances, Installed | LF | 7 | 2200 | 15400 | 3000 | 21000 | 3080 | 21560 | 11000 | 77000
26 | L-115-5.3 | Electrical Junction Can Plaza, Three L-867D Cans With Drains And Appurtenances, Installed | LF | 2 | 3300 | 6600 | 5000 | 10000 | 4950 | 9900 | 12050 | 24100
27 | L-125-5.1 | L-849E(L) Runway End Identification Lights System, Installed On Rw 6 | LS | 1 | 20000 | 20000 | 23000 | 23000 | 29700 | 29700 | 33055 | 33055
28 | L-125-5.2 | L-858(L) Base Mounted, Size 1, 2-Module Guidance Sign, Installed | EA | 7 | 5000 | 35000 | 5400 | 37800 | 3850 | 26950 | 6334 | 44338
29 | L-125-5.3 | L-858(L) Base Mounted, Size 1, 3-Module Guidance Sign, Installed | EA | 1 | 5500 | 5500 | 7000 | 7000 | 5060 | 5060 | 7343 | 7343
30 | L-125-5.4 | L-861(L) Base Mounted Runway Edge Light, Installed | EA | 57 | 1500 | 85500 | 1740 | 99180 | 1650 | 94050 | 2133 | 121581
31 | L-125-5.5 | L-861E(L) Base Mounted Runway Threshold Light, Installed | EA | 16 | 1500 | 24000 | 1825 | 29200 | 1705 | 27280 | 2015 | 32240
32 | L-125-5.7 | L-881(L) Precision Approach Path Indicator System, Installed On Runway 6 | LS | 1 | 40000 | 40000 | 59000 | 59000 | 56732.5 | 56732.5 | 54825 | 54825
33 | L-125-5.8 | L-881(L) Precision Approach Path Indicator System, Installed On Runway 24 | LS | 1 | 40000 | 40000 | 59000 | 59000 | 56732.5 | 56732.5 | 54825 | 54825
|  |  |  | AA2 TOTALS |  | 932084 |  | 1087895.1 |  | 933208.21 |  | 1523905.65
ADD ALTERNATE 3 (Medium Intensity Taxiway Edge Lights) |  |  |  |  | ENGINEER'S ESTIMATE |  | CLEARY |  | WRIGHT PAVING |  | EUTAW
ITEM NO. | SPEC NO. | DESCRIPTION | UNIT | ESTIMATED QUANTITY | UNIT COST | EXTENDED TOTAL | UNIT COST2 | EXTENDED TOTAL3 | UNIT COST4 | EXTENDED TOTAL5 | UNIT COST6 | EXTENDED TOTAL7
1 | SS-301-5.3 | Existing Base Mounted Edge Light, Removed | EA | 63 | 400 | 25200 | 57 | 3591 | 110 | 6930 | 916 | 57708
2 | L-108-5.1 | No. 8 AWG, 5 kV, L-824, Type C Cable, Installed in Trench, Duct Bank or Conduit | LF | 4263 | 1.8 | 7673.4 | 2 | 8526 | 2.31 | 9847.53 | 3.2 | 13641.6
3 | L-108-5.2 | No. 6 AWG, Solid, Bare Copper Counterpoise Wire, Installed in Trench, Above the Duct Bank or Conduit, Including Connections/Terminations | LF | 3088 | 1.6 | 4940.8 | 2 | 6176 | 2.42 | 7472.96 | 7 | 21616
4 | L-108-5.3 | Trenching for Direct-Buried Bare Counterpoise Wire, 8" Minimum Depth | LF | 3088 | 1.6 | 4940.8 | 2.55 | 7874.4 | 4.4 | 13587.2 | 3.65 | 11271.2
5 | L-110-5.1 | Non-Encased Electrical Duct Bank, 1-Way 2-inch C, 18-inch Minimum Cover | LF | 3088 | 12 | 37056 | 9.05 | 27946.4 | 8.8 | 27174.4 | 12.75 | 39372
6 | L-125-5.7 | L-861T(L) Base Mounted Taxiway Edge Light, Installed | EA | 62 | 1200 | 74400 | 1550 | 96100 | 1595 | 98890 | 1770 | 109740
|  |  |  | AA3 TOTALS |  | 154211 |  | 150213.8 |  | 163902.09 |  | 253348.8
|  |  |  | TOTAL ESTIMATE AND BIDS |  | 8358605 |  | 8233576.75 |  | 8789878.96 |  | 9489064.2
RETURN TO INDEX

## CSV
ID: | CSV
City: | Crossville
Airport: | Crossville Memorial-Whitson Field
Project Description: | Runway 26 PAPI Replacement
TAD #: | 18-555-0154-22
Bid Date: | 2022-03-17
County: | Cumberland
Grand Division: | East
BASE BID (Runway 26 PAPI Replacement) |  |  |  |  | ENGINEER'S ESTIMATE |  | STANSELL ELECTRIC COMPANY, INC. |  | SOUTHEAST SITE SERVICES, LLC
ITEM NO. | SPEC NO. | DESCRIPTION | UNIT | ESTIMATED QUANTITY | UNIT COST | EXTENDED TOTAL | UNIT COST2 | EXTENDED TOTAL2 | UNIT COST3 | EXTENDED TOTAL3
1 | C-105-6.1 | Mobilization | LS | 1 | 15000 | 15000 | 13200 | 13200 | 11000 | 11000
2 | L-100-5.1 | Electrical Demolition | LS | 1 | 5000 | 5000 | 7690 | 7690 | 8000 | 8000
3 | L-125-5.1 | L-880(L) LED, Style A, Class I, Precision Apporach Path Indicator (4-Box) with Connections | LS | 1 | 115000 | 115000 | 68715 | 68715 | 108025 | 108025
|  |  |  | TOTALS |  | 135000 |  | 89605 |  | 127025
RETURN TO INDEX

## DKX
ID: | DKX
City: | Knoxville
Airport: | Knoxville Downtown Island
Project Description: | Runway, Taxiway, and Electrical Rehabilitation
TAD #: | 47-555-0795-22
Bid 1 Date: | 2022-01-25
Bid 2 Date: | 2022-02-03
County: | Knox
Grand Division: | East
BASE BID (Runway, Taxiway, and Electrical Rehabilitation) |  |  |  |  | Rogers Group, Inc.
ITEM NO. | SPEC NO. | DESCRIPTION | UNIT | ESTIMATED QUANTITY | UNIT COST | EXTENDED TOTAL
1 | C-100 | Contractor Quality Control Plan (CQCP) | LS | 1 | 260500 | 260500
2 | C-102-5.1a | Temporary Seeding and Mulching | SY | 125000 | 0.55 | 68750
3 | C-102-5.1b | Installation and Removal of Prowattle | LF | 8900 | 6.25 | 55625
4 | C-102-5.1c | Installation and Removal of Culvert Inlet Protection | EA | 6 | 760 | 4560
5 | C-102-5.1d | Installation and Removal of Outlet Protection | EA | 6 | 3000 | 18000
6 | C-102-5.1e | Installation and Removal of Compost Filter Sock | LF | 250 | 5.65 | 1412.5
7 | C-102-5.1f | Installation and Removal of Temporary Sediment Basin | EA | 3 | 155000 | 465000
8 | C-102-5.1g | Installation and Remval of Construction Exit | EA | 1 | 11700 | 11700
9 | C-105-6.1 | Mobilization | LS | 1 | 855000 | 855000
10 | P-101-5.1 | Joint and Crack Repair | LF | 13800 | 0.7 | 9660
11 | P-101-5.3 | Cold Milling (2" Average Depth) | SY | 1900 | 6.9 | 13110
12 | P-101-5.4 | Pavement Removal (2.25" - 4.5" Depth) | SY | 160 | 20 | 3200
13 | P-101-5.5 | Removal of Storm Drainage Pipe (18" - 36" Diameter or Height) | LF | 1500 | 60.15 | 90225
14 | P-101-5.6 | Removal of Pavement Underdrain Pipe (2" - 8" Diameter) | LF | 600 | 10 | 6000
15 | P-101-5.8 | Removal of Storm Drainage Headwall | EA | 10 | 1850 | 18500
16 | P-101-5.9 | Bituminous Pavement HMA Interface Joint (Type "X") | LF | 440 | 2.9 | 1276
17 | P-152-4.1 | Unclassified Excavation | CY | 3700 | 54 | 199800
18 | P-152-4.3 | Stockpile Material | CY | 1800 | 22.75 | 40950
19 | P-152-4.4 | FDR Recycled Aggregate Base Course to be Relocated On Site | CY | 1800 | 24 | 43200
20 | P-155-8.1 | Lime-Treated Subgrade | SY | 3300 | 3.65 | 12045
21 | P-155-8.2 | Lime | TON | 90 | 215 | 19350
22 | P-207-5.1 | In-Place Full Depth Reclamation (FDR) Recycled Asphalt Aggregate Base Course (8" - 14" Depth) | SY | 33300 | 7.05 | 234765
23 | P-207-5.5 | Cement | TON | 1100 | 242.5 | 266750
24 | P-401-8.1 | Asphalt Base Course (Gradation 1) | TON | 4290 | 151 | 647790
25 | P-401-8.2 | Asphalt Base Course (Gradation 2) | TON | 4470 | 156 | 697320
26 | P-4018.3 | Asphalt Base Course (Gradation 3) | TON | 160 | 200 | 32000
27 | P-602-5.1 | Emulsified Asphalt Prime Coat | GAL | 10400 | 7.6 | 79040
28 | P-603-5.1 | Emulsified Asphalt Tack Coat | GAL | 4000 | 3.7 | 14800
29 | P-620-5.1a | Surface Preparaion | SF | 3470 | 2.25 | 7807.5
30 | P-620-5.1b | Runway and Taxiway Marking - White (100% Application) | SF | 10530 | 0.7 | 7371
31 | P-620-5.1c | Runway and Taxiway Marking - White (50% Application) | SF | 10530 | 0.7 | 7371
32 | P-620-5.1d | Runway and Taxiway Marking - Yellow (100% Application) | SF | 5690 | 1.1 | 6259
33 | P-620-5.1e | Runway and Taxiway Marking - Yellow (50% Application) | SF | 5690 | 1.1 | 6259
34 | P-620-5.1f | Runway and Taxiway Marking - Red (100% Application) | SF | 870 | 6.7 | 5829
35 | P-620-5.1g | Runway and Taxiway Marking - Red (50% Application) | SF | 870 | 3.35 | 2914.5
36 | P-620-5.1h | Runway and Taxiway Marking - Black (100% Application) | SF | 14570 | 0.7 | 10199
37 | P-620-5.1i | Reflective Media | LB | 1470 | 4.45 | 6541.5
38 | P-626-6.1 | Emulsified Asphalt Slurry Seal Surface Treatment | SY | 18360 | 4.45 | 81702
39 | D-701-5.1 | 18-Inch RCP, Class III | LF | 230 | 282 | 64860
40 | D-701-5.2 | 24-Inch RCP, Class III | LF | 270 | 326 | 88020
41 | D-701-5.3 | 30-Inch RCP, Class III | LF | 500 | 375.4 | 187700
42 | D-701-5.4 | 18-Inch RCP, Class IV | LF | 60 | 284 | 17040
43 | D-705-5.1 | 6-Inch Perforated Polyethlene Collector Underdrain | LF | 8380 | 46.65 | 390927
44 | D-705-5.2 | 6-Inch Non-Perforated Polyethylene Outfall Underdrain | LF | 580 | 62.75 | 36395
45 | D-751-5.1 | Underdrain Cleanout | EA | 33 | 680 | 22440
46 | D-752-5.1 | Reinforced-Concrete Underdrain Headwall, 6-Inch | EA | 7 | 5825 | 40775
47 | D-752-5.2 | Reinforced-Concrete Storm Drainage Headwall, 18-Inch | EA | 6 | 6280 | 37680
48 | D-752-5.3 | Reinforced-Concrete Storm Drainage Headwall, 24-Inch | EA | 2 | 8650 | 17300
49 | D-752-5.4 | Reinforced-Concrete Storm Drainage Headwall, 30-Inch | EA | 4 | 18000 | 72000
50 | T-901-5.1 | Seeding | 1000SF | 1500 | 44.95 | 67425
51 | T-904-5.1 | Sodding | SY | 4100 | 5.6 | 22960
52 | T-908-5.1 | Mulching | SY | 152700 | 0.6 | 91620
53 | L-107-5.1 | L-807(L), Style I-B, Size 2 Primary Wind Cone and Foundation, In Place | EA | 1 | 17000 | 17000
54 | L-107-5.2 | L-806(L), Style I-B, Size 1 Secondary Wind Cone and Foundation, In Place | EA | 2 | 10780 | 21560
55 | L-108-5.1 | No. 8 AWG, 5 KV, L-824 Type C Cable, Installed in Duct Bank or Conduit | LF | 30800 | 1.95 | 60060
56 | L-108-5.2 | No. 6 AWG, Solid, Bare Copper Counterpoise Wire, Installed Above the Duct Bank or Conduit, Including Connections/Terminations | LF | 25100 | 1.7 | 42670
57 | L-108-5.3 | No.12 AWG, 600V THWN-2 Cable for Primary Wind Cone Circuit Installed in Duct Bank or Conduit | LF | 5000 | 1.4 | 7000
58 | L-108-5.4 | No. 10 AWG, 600V, THWN-2 Cable for Runway 8 Papi and Runway 26 Papi Circuit Installed in Duct Bank or Conduit | LF | 13100 | 1.6 | 20960
59 | L-108-5.5 | No. 3 AWG, 600V, THWN-2 Cable For AWOS Circuit Installed In Duct Bank or Conduit | LF | 10900 | 4 | 43600
60 | L-109-5.1 | Runway 7.5kW CCR | LS | 1 | 17000 | 17000
61 | L-109-5.2 | Taxiway 15kW CCR | LS | 1 | 22700 | 22700
62 | L-109-5.3 | Radio Control Equipment | LS | 1 | 9650 | 9650
63 | L-109-5.4 | Miscellaneous Electrical Equipment in Exisiting Vault | LS | 1 | 39700 | 39700
64 | L-110-5.1 | Non-Encased Electrical Duct Bank, 1-Way 2-Inch | LF | 22600 | 10.2 | 230520
65 | L-110-5.2 | Non-Encased Electrical Duct Bank, 2-Way 2-Inch | LF | 500 | 19.3 | 9650
66 | L-110-5.3 | Non-Encased Electrical Duct Bank, 6-Way 2-Inch | LF | 900 | 45.4 | 40860
67 | L-110-5.4 | Concrete Encased Electrical Duct Bank, 3-Way 2-Inch | LF | 400 | 34 | 13600
68 | L-110-5.5 | Concrete Encased Electrical Duct Bank, 4-Way 2-Inch | LF | 300 | 45.4 | 13620
69 | L-110-5.6 | Directional Bore Electrical Duct Bank, 3-Way 2-Inch | LF | 200 | 68.1 | 13620
70 | L-110-5.7 | Directional Bore Electrical Duct Bank, 4-Way 2-Inch | LF | 200 | 85 | 17000
71 | L-110-5.8 | Directional Bore Electrical Duct Bank, 6-Way 2-Inch | LF | 500 | 107.8 | 53900
72 | L-115-5.1 | Electrical Junction Structure, 1-Unit Pull-Can Plaza | EA | 5 | 1600 | 8000
73 | L-115-5.2 | Electrical Junction Structure, 2-Unit Pull-Can Plaza | EA | 1 | 3200 | 3200
74 | L-115-5.3 | Electrical Junction Structure, 3-Unit Pull-Can Plaza | EA | 5 | 4800 | 24000
75 | L-115-5.4 | Electrical Junction Structure, 4-Unit Pull-Can Plaza | EA | 3 | 6500 | 19500
76 | L-115-5.5 | Electrical Junction Structure, 6-Unit Pull-Can Plaza | EA | 7 | 9000 | 63000
77 | L-125-5.1 | L-861(L) Runway Edge Light | EA | 33 | 1650 | 54450
78 | L-125-5.2 | L-861E(L) Runway End/Threshold Light | EA | 16 | 1750 | 28000
79 | L-125-5.3 | L-861T(L) Taxiway Edge Light | EA | 177 | 1300 | 230100
80 | L-125-5.4 | L-858(L) Airfield Guidance Sign, 2-Modules | EA | 7 | 5600 | 39200
81 | L-125-5.5 | L-858(L) Airfield Guidance Sign, 3-Modules | EA | 2 | 6350 | 12700
82 | L-125-5.6 | L-849I LED Reil System | EA | 2 | 16500 | 33000
83 | L-125-5.7 | L-881 LED 2-Box Papi System | EA | 2 | 26500 | 53000
84 | LST-1-5.1 | Removal of Conduit and Cable with Restoration | LF | 5700 | 1.7 | 9690
85 | LST-1-5.2 | Removal of Airfield Light Fixture | EA | 194 | 85 | 16490
86 | LST-1-5.3 | Removal of Airfield Lighting Conduit and Cable | LF | 18300 | 1.7 | 31110
87 | LST-1-5.4 | Removal of Guidance Sign | EA | 8 | 625 | 5000
88 | LST-1-5.5 | Removal of 2-Box Papi | EA | 2 | 1150 | 2300
89 | LST-1-5.6 | Removal of Reil System | EA | 2 | 400 | 800
90 | MST-02 | Maintenance of Traffic | LS | 1 | 807000 | 807000
91 | MST-03 | Construction of Engineering | LS | 1 | 375000 | 375000
92 | LST-02 | Installation of AWOS Equipment Rack | LS | 1 | 20000 | 20000
|  |  |  | BASE BID TOTALS: |  | 7999934
BASE BID UNDISTRIBUTED PAY ITEMS
ITEM NO. | SPEC NO. | DESCRIPTION | UNIT | ESTIMATED QUANITY | UNIT COST | EXTENDED TOTAL
1 | P-101-5.2 | Joint and Crack Repair (Undistributed) | LF | 700 | 0.7 | 490
2 | P-101-5.7 | Removal of Pavement Underdrain Pipe (2" - 8" Diameter; Undistributed) | LF | 8900 | 10 | 89000
3 | P-152-4.2 | Undercut Unsuitable Material (Undistributed) | CY | 200 | 90 | 18000
4 | P-207-5.4 | Corrective Aggregate Material (Undistributed) | CY | 150 | 88 | 13200
|  |  | Base Bid Undistributed Pay Items Subtotal: |  |  | 120690
|  |  | Base Bid Total: |  |  | 8120624
ADDITIVE BID 1 STANDARD PAY ITEMS
ITEM NO. | SPEC NO. | DESCRIPTION | UNIT | ESTIMATED QUANITY | UNIT COST | EXTENDED TOTAL
1 | C-100 | Contractor Quality Control Plan (CQCP) | LS | 1 | 29000 | 29000
2 | C-102-5.1a | Temporary Seeding and Mulching | SY | 7000 | 0.55 | 3850
3 | C-105-6.1 | Mobilization | LS | 1 | 51500 | 51500
4 | P-101-5.4 | Pavement Removal (2.25" - 4.5" Depth) | SY | 1590 | 10.5 | 16695
5 | P-101-5.9 | Bituminous Pavement HMA Interface Joint (Type "X") | LF | 570 | 2.9 | 1653
6 | P-152-4.1 | Unclassified Excavation | CY | 690 | 42.5 | 29325
7 | P-152-4.3 | Stockpiled Material | CY | 660 | 16.5 | 10890
8 | P-152-4.4 | FDR Recycled Aggregate Base Course to be Relocated On Site | CY | 2100 | 44.5 | 93450
9 | P-155-8.1 | Lime-Treated Subgrade | SY | 6790 | 3.7 | 25123
10 | P-155-8.2 | Lime-Treated Subgrade | TON | 180 | 215 | 38700
11 | P-207-5.2 | In-Place Full Depth Reclamation (FDR) Recycled Asphalt Aggregate Base Course (5" - 12" Depth) | SY | 6800 | 8.8 | 59840
12 | P-207-5.5 | Cement | TON | 210 | 245 | 51450
13 | P-401-8.1 | Asphalt Base Course (Graduation 1) | TON | 840 | 150 | 126000
14 | P-401-8.2 | Asphalt Base Course (Graduation 2) | TON | 1030 | 155 | 159650
15 | P-401-8.3 | Asphalt Base Course (Graduation 3) | TON | 200 | 200 | 40000
16 | P-602-5.1 | Emulsified Asphalt Prime Coat | GAL | 2100 | 7.6 | 15960
17 | P-603-5.1 | Emulsified Asphalt Tack Coat | GAL | 22500 | 3.7 | 9250
18 | D-705-5.1 | 6-Inch Perforated Polyethlene Collector Underdrain | LF | 840 | 44.5 | 37380
19 | D-751-5.1 | Underdrain Cleanout | EA | 2 | 680 | 1360
20 | T-901-5.1 | Seeding | 1000 SF | 60 | 45 | 2700
21 | T-904-5.1 | Sodding | SY | 510 | 5.65 | 2881.5
22 | T-908-5.1 | Mulching | SY | 6460 | 0.6 | 3876
23 | MST-03 | Construction Engineering | LS | 1 | 16000 | 16000
|  |  | Additive Bid 1 Standard Pay Items Subtotal |  |  | 826533.5
Additive Bid 1 Undistributed Pay Items
ITEM NO. | SPEC NO. | DESCRIPTION | UNIT | ESTIMATED QUANITY | UNIT COST | EXTENDED TOTAL
1 | P-101-5.7 | Removal of Pavement Underdrain Pipe (2" - 8" Diameter; Undistributed) | LF | 2200 | 10 | 22000
2 | P-152-4.2 | Undercut Unsuitable Material (Undistributed) | CY | 50 | 90 | 4500
3 | P-207-5.4 | Corrective Aggregate Material (Undistributed) | CY | 250 | 75 | 18750
|  |  | Additive Bid 1 Undistributed Pay Items Subtotal: |  |  | 45250
Deductive Bid 1 Standard Pay Items
ITEM NO. | SPEC NO. | DESCRIPTION | UNIT | ESTIMATED QUANITY | UNIT COST | EXTENDED TOTAL
1 | P-101-5.2 | Joint and Crack Repair | LF | -4800 | 0.7 | -3360
2 | P-101-5.9 | Bituminous Pavement HMAInterface Joint (Type "X") | LF | -303 | 2.9 | -878.7
3 | P-626-6.1 | Emulsified Asphalt Slurry Seal Surface Treatment | SY | -6670 | 4.45 | -29681.5
|  |  | Deductive Bid 1 Standard Pay Items Subtotal: |  |  | -33920.2
Deductive Bid 1 Standard Pay Items
ITEM NO. | SPEC NO. | DESCRIPTION | UNIT | ESTIMATED QUANITY | UNIT COST | EXTENDED TOTAL
1 | P-101-5.2 | Joint and Crack Repair (Undistributed) | LF | -240 | 0.7 | -168
|  |  | Deductive Bid 1 Undistributed Pay Items Subtotal: |  |  | -168
|  |  | Additive Bid 1 Totall: |  |  | 837695.3
RETURN TO INDEX

## FYM
ID: | FYM
City: | Fayetteville
Airport: | Fayetteville Municipal
Project Description: | Tree Clearing Project
TAD #: | 52-555-0164-20
Bid Date: | 2022-03-08
County: | Lincoln
Grand Division: | Middle
BASE BID (Obstruction Removal) |  |  |  |  | ENGINEER'S ESTIMATE |  | CURL CONSTRUCTION AND EXCAVATING, LLC
ITEM NO. | SPEC. NO. | DESCRIPTION | UNIT | ESTIMATED QUANTITY | UNIT COST | EXTENDED TOTAL | UNIT COST2 | EXTENDED TOTAL2
1 | C-105-1 | Mobilization | LS | 1 | 15000 | 15000 | 10000 | 10000
2 | C-102-1 | Erosion Control - Silt Fence | LF | 3400 | 2.5 | 8500 | 5 | 17000
3 | P-151-1 | Clearing And Grubbing | AC | 10 | 5000 | 50000 | 4500 | 45000
4 | P-151-2 | Clearing - Debris Removed | AC | 3.5 | 3800 | 13300 | 8571 | 29998.5
5 | P-151-3 | Clearing - Debris Remain-In-Place | AC | 3.5 | 3800 | 13300 | 5120 | 17920
6 | P-151-4 | Fencing Removal | LF | 8600 | 2 | 17200 | 2.21 | 19006
7 | P-151-5 | Demolition | LS | 1 | 2000 | 2000 | 10000 | 10000
8 | P-151-6 | Tree Topping | LS | 1 | 10000 | 10000 | 10000 | 10000
9 | T-901, 908-1 | Seeding And Mulching | AC | 19 | 2800 | 53200 | 500 | 9500
10 | C-105-2 | Demobilization | LS | 1 | 5000 | 5000 | 10000 | 10000
|  |  |  | TOTALS |  | 187500 |  | 178424.5
RETURN TO INDEX

## 2A1
ID: | 2A1
City: | Jamestown
Airport: | Jamestown Municipal
Project Description: | Entrance Road, Parking Lot, and Apron Rehab
TAD #:
Bid Date: | 2022-05-25
County: | Fentress
Grand Division: | Middle
BASE BID (Apron Recon., Parking Lot Rehab., Gate Upgrade) |  |  |  |  | ENGINEER'S ESTIMATE |  | CLEARY
ITEM NO. | SPEC NO. | DESCRIPTION | UNIT | ESTIMATED QUANTITY | UNIT COST | EXTENDED TOTAL | UNIT COST2 | EXTENDED TOTAL3
1 | C-105-6.1 | Mobilization (10% Max. of Total Costs) | LS | 1 | 64230 | 64230 | 99000 | 99000
2 | SC-5-5.1 | Implementation of Construction Safety Plan | LS | 1 | 20000 | 20000 | 90000 | 90000
3 | C-100-14.1 | Contractor Quality Control Program (CQCP) | LS | 1 | 40000 | 40000 | 155000 | 155000
4 | C-102-5.1a | Temporary Seeding and Mulching | AC | 0.5 | 3500 | 1750 | 6850 | 3425
5 | C-102-5.1f | Silt Fence (Without Backing; Includes Installation and Removal) | LF | 250 | 6 | 1500 | 6.1 | 1525
6 | C-102-5.1k | High-Visibilty Construction Fence | LF | 500 | 6.5 | 3250 | 4.6 | 2300
8 | P-101-5.1.1 | Asphalt Pavement Removal (Parking Lot Full Depth Repairs), 3.5" Typ. Thickness | SY | 300 | 25 | 7500 | 9.3 | 2790
9 | P-101-5.1.2 | Concrete Pavement Removal (Fueling Pad), 6" Typ. Thickness | SY | 100 | 30 | 3000 | 9.3 | 930
10 | P-101-5.1.3 | Pavement Removal (FBO Hangar Door Concrete Pads, 3" Typ. Thickness) | SY | 3 | 20 | 60 | 9.3 | 27.9
11 | P-101-5.2 | Asphalt Pavement Crack Sealing | LF | 600 | 2 | 1200 | 4.9 | 2940
12 | P-101-5.6 | Cold Milling, 2" Thickness (FBO Parking Lot) | SY | 1045 | 10 | 10450 | 11 | 11495
13 | P-152-4.1 | Unclassified Excavation (For Poor Subgrade Areas) | CY | 260 | 12 | 3120 | 25 | 6500
14 | P-152-4.2 | Borrow Excavation (Off-Site Source) (For Poor Subgrade Areas) | CY | 190 | 20 | 3800 | 27 | 5130
15 | P-152-4.3 | Geotextile Fabric (For Poor Subgrade Areas) | SY | 340 | 5 | 1700 | 4.95 | 1683
16 | P-207-5.1 | In-Place Full Depth Recycled (FDR) Asphalt Aggregate Base Course (12 Inch Min. Pulverization Depth, Excavation to Grade, 8 Inch Min. FDR Layer Depth) for | SY | 3489 | 30 | 104670 | 9 | 31401
17 | P-207-5.2 | In-Place Full Depth Recycled (FDR) Asphalt Aggregate Base Course (12 Inch Min. Pulverization Depth, Excavation to Grade, 7 Inch Min. FDR Layer Depth) for | SY | 289 | 31 | 8959 | 9 | 2601
18 | P-207-5.3 | In-Place Full Depth Recycled (FDR) Asphalt Aggregate Base Course (12 Inch Min. Pulverization Depth, Excavation to Grade, 5 Inch Min. FDR Layer Depth) for | SY | 100 | 32 | 3200 | 9 | 900
19 | P-207-5.4 | Cement | TON | 100 | 250 | 25000 | 355 | 35500
20 | P-209-5.1 | Crushed Aggregate Base Course (6" Depth) (For Poor Subgrade Areas) | SY | 285 | 20 | 5700 | 20 | 5700
21 | P-401-8.1 | Bituminous Asphalt Surface Course, 2" Min. Thickness (for FBO Parking Lot) | TON | 135 | 250 | 33750 | 206 | 27810
22 | P-401-8.2 | Bituminous Asphalt Surface Course, 4" Min. Thickness (2 - Even Layers) (for Apron) | TON | 925 | 250 | 231250 | 206 | 190550
23 | P-501-8.1 | Concrete Pavement, 7" Min. Thickness | SY | 289 | 115 | 33235 | 285 | 82365
24 | P-501-8.2 | Concrete Pavement, 5" Min. Thickness | SY | 100 | 116 | 11600 | 245 | 24500
25 | P-602-5.1 | Emulsified Asphalt Prime Coat | GAL | 1455 | 7 | 10185 | 7 | 10185
26 | P-603-5.1 | Emulsified Asphalt Tack Coat | GAL | 500 | 5 | 2500 | 5.9 | 2950
27 | P-605-5.1 | Joint Sealing Filler | LF | 515 | 3 | 1545 | 8 | 4120
28 | P-620-5.2 | Markings (Permanent, Yellow, Reflectorized) | SF | 105 | 8 | 840 | 4.45 | 467.25
29 | P-620-5.3 | Markings (Permanent, Black, Non-Reflectorized) | SF | 210 | 8 | 1680 | 4.45 | 934.5
30 | P-620-5.4 | Reflective Media, Type I Beads | LB | 6 | 10 | 60 | 1.35 | 8.1
31 | P-620-5.5 | 4" Solid White Traffic Stripe, Non-Reflectorized | LF | 108 | 8 | 864 | 1.6 | 172.8
32 | P-620-5.6 | Handicapped Accessible Parking Stall, Including Signage and Markings | EA | 1 | 400 | 400 | 440 | 440
34 | D-701-5.1 | 8" HDPE | LF | 140 | 50 | 7000 | 52 | 7280
35 | D-752-5.1 | Concrete Headwall (Slope Paved) for 8" HDPE | EA | 1 | 2500 | 2500 | 1600 | 1600
36 | D-754-5.1 | Concrete for FBO Doorway Ramps | CY | 1 | 250 | 125 | 7300 | 3650
37 | D-754-5.2 | Concrete for Trench Drain | CY | 7 | 250 | 1750 | 7400 | 51800
38 | D-754-5.3 | Trench Drain Grate | LF | 84 | 150 | 12600 | 200 | 16800
39 | D-754-5.4 | Aircraft Tie-Down (Grassed Area) | EA | 12 | 250 | 3000 | 1420 | 17040
41 | F-162-5.1 | Chain-Link Fence, 6-Foot Fabric Height, 3-Strand Barbed Wire | LF | 36 | 50 | 1800 | 92 | 3312
42 | F-162-5.2 | Black Chain-Link Fence, 4-Foot Fabric Height | LF | 105 | 40 | 4200 | 92 | 9660
43 | F-162-5.4 | Chain-Link Fence Removal, 4-Foot Fabric Height | LF | 56 | 20 | 1120 | 92 | 5152
44 | F-162-5.7 | Rolling Driveway Gate, 4' Black Chain-Link, 20' Clear Opening | EA | 1 | 1250 | 1250 | 4400 | 4400
45 | F-162-5.8 | Pedestrian Gate, 4' Black Chain-Link | EA | 1 | 650 | 650 | 1160 | 1160
47 | T-901-5.1 | Seeding | AC | 0.5 | 3500 | 1750 | 9600 | 4800
48 | T-904-5.1 | Sodding | SY | 120 | 10 | 1200 | 35 | 4200
50 | SC-3-4.1 | Water | LS | 1 | 3000 | 3000 | 4850 | 4850
51 | SC-10-5.1 | 30’ Clear Opening Aluminum Cantilever Gate, Electric Gate Operator for 30’ Clear Opening Cantilever Gate, Including Keypad, Bollards, Loop Detectors, Optic Sensors, Receivers, Transmitters, Grounding, All Conduit and Conductors for Power, Control, etc. Including Costs for New Power Service, Complete in Place and Operational | LS | 1 | 25000 | 25000 | 44000 | 44000
52 | SC-10-5.2 | Fuel Farm Control Panel Electrical Power Service Modification (Remove All Conductors and Modifiy the Conduit to New Location Under Apron Pavement and Reinstall New Conductors) | LS | 1 | 2500 | 2500 | 15800 | 15800
|  |  |  | BASE BID TOTALS |  | 706443 |  | 998854.55
ADD ALTERNATE 1 (Entrance Road Rehabilitation) |  |  |  |  | ENGINEER'S ESTIMATE |  | CLEARY
ITEM NO. | SPEC NO. | DESCRIPTION | UNIT | ESTIMATED QUANTITY | UNIT COST | EXTENDED TOTAL | UNIT COST2 | EXTENDED TOTAL3
1 | SC-5-5.1 | Implementation of Construction Safety Plan | LS | 1 | 10000 | 10000 | 25000 | 25000
2 | C-100-14.1 | Contractor Quality Control Program (CQCP) | LS | 1 | 10000 | 10000 | 15000 | 15000
3 | C-102-5.1a | Temporary Seeding and Mulching | AC | 0.5 | 3500 | 1750 | 6850 | 3425
4 | C-102-5.1f | Silt Fence (Without Backing; Includes Installation and Removal) | LF | 250 | 6 | 1500 | 6.1 | 1525
5 | P-101-5.2 | Asphalt Pavement Crack Sealing | LF | 500 | 2.5 | 1250 | 6.15 | 3075
6 | P-101-5.6 | Cold Milling, 2" Thickness (Entrance Road) | SY | 1190 | 10 | 11900 | 11 | 13090
7 | P-152-4.1 | Unclassified Excavation (For Poor Subgrade Areas) | CY | 100 | 12 | 1200 | 25 | 2500
8 | P-152-4.2 | Borrow Excavation (Off-Site Source) (For Poor Subgrade Areas) | CY | 75 | 20 | 1500 | 27 | 2025
9 | P-152-4.3 | Geotextile Fabric (For Poor Subgrade Areas) | SY | 115 | 5 | 575 | 4.95 | 569.25
10 | P-209-5.1 | Crushed Aggregate Base Course (6" Depth) | SY | 100 | 20 | 2000 | 20 | 2000
11 | P-401-8.1 | Asphalt Surface Course, 2" Min. Thickness | TON | 160 | 250 | 40000 | 206 | 32960
12 | P-602-5.1 | Emulsified Asphalt Prime Coat | GAL | 425 | 7 | 2975 | 7 | 2975
13 | P-603-5.1 | Emulsified Asphalt Tack Coat | GAL | 125 | 5 | 625 | 5.9 | 737.5
14 | P-620-5.7 | Traffic Markings (Permanent, Yellow, Non-Reflectorized) | SF | 506 | 10 | 5060 | 4.45 | 2251.7
15 | P-620-5.8 | Traffic Markings (Permanent, White, Non-Reflectorized) | SF | 11 | 10 | 110 | 4.9 | 53.9
|  |  |  | AA1 TOTALS |  | 90445 |  | 107187.35
ADD ALTERNATE 2 (New Parking Lot) |  |  |  |  | ENGINEER'S ESTIMATE |  | CLEARY
ITEM NO. | SPEC NO. | DESCRIPTION | UNIT | ESTIMATED QUANTITY | UNIT COST | EXTENDED TOTAL | UNIT COST2 | EXTENDED TOTAL3
1 | C-102-5.1a | Temporary Seeding and Mulching | AC | 1 | 3500 | 1750 | 6850 | 3425
2 | C-102-5.1f | Silt Fence (Without Backing; Includes Installation and Removal) | LF | 200 | 6.5 | 1300 | 6.1 | 1220
3 | P-152-4.1 | Unclassified Excavation (For Poor Subgrade Areas) | CY | 550 | 12 | 6600 | 25 | 13750
4 | P-152-4.2 | Borrow Excavation (Off-Site Source) (For Poor Subgrade Areas) | CY | 400 | 20 | 8000 | 27 | 10800
5 | P-152-4.3 | Geotextile Fabric (For Poor Subgrade Areas) | SY | 725 | 5 | 3625 | 4.95 | 3588.75
6 | P-209-5.1 | Crushed Aggregate Base Course (6" Depth) | SY | 600 | 20 | 12000 | 20 | 12000
7 | P-401-8.2 | Asphalt Surface Course, 4" Min. Thickness (2 - Even Layers) | TON | 140 | 250 | 35000 | 206 | 28840
8 | P-602-5.1 | Emulsified Asphalt Prime Coat | GAL | 210 | 7 | 1470 | 7 | 1470
9 | P-603-5.1 | Emulsified Asphalt Tack Coat | GAL | 65 | 5 | 325 | 5.9 | 383.5
10 | P-620-5.5 | 4" Solid White Traffic Stripe, Non-Reflectorized | LF | 252 | 10 | 2520 | 1.6 | 403.2
11 | D-754-5.5 | Concrete Curb Stop | EA | 16 | 200 | 3200 | 190 | 3040
12 | D-754-5.6 | 5' Wide Sidewalk, 4" Min. Thickness, Including Reinforcing Steel, Complete In-Place | CY | 7 | 350 | 2450 | 2000 | 14000
13 | D-754-5.7 | Limestone (#8910), 4" Min. Thickness (for Sidewalk Base Course) | SY | 55 | 50 | 2750 | 35 | 1925
14 | D-754-5.8 | Bollard | EA | 5 | 250 | 1250 | 800 | 4000
15 | D-754-5.9 | Relocate Ex. Water Spigot, Complete In-Place | LS | 1 | 500 | 500 | 2200 | 2200
16 | F-162-5.3 | Chain-Link Fence Removal, 6-Foot Fabric Height, 3-Strand Barbed Wire | LF | 72 | 10 | 720 | 102 | 7344
17 | F-162-5.8 | Pedestrian Gate, 4' Black Chain-Link | EA | 1 | 650 | 650 | 1500 | 1500
18 | F-162-5.9 | Driveway Gate, Two-Leaf, 24' Clear Opening, w/ 3-Strand Barbed Wire | EA | 1 | 1500 | 1500 | 3700 | 3700
19 | SC-10-5.3 | Parking Lot Lighting Including Ligth Fixtures, Conduit, Conductors, Circuit Breaker, and Installation, Complete In-Place and Accepted | LS | 1 | 1500 | 1500 | 4000 | 4000
|  |  |  | AA2 TOTALS |  | 87110 |  | 117589.45
|  |  |  | BASE BID |  | 706443 |  | 998854.55
|  |  |  | BASE BID + AA1 |  | 796888 |  | 1106041.9
|  |  |  | BASE BID + AA1 + AA2 |  | 883998 |  | 1223631.35
RETURN TO INDEX

## JAU
ID: | JAU
City: | Jacksboro
Airport: | Campbell County
Project Description: | Drainage Improvements
TAD #: | 07-555-0145-21
Bid Date: | 2022-05-18
County: | Campbell
Grand Division: | East
BASE BID (Drainage Improvements) |  |  |  |  | ENGINEER'S ESTIMATE |  | J.D. Anderson Contracting, LLC. |  | B & A Construction, Co. Inc.
ITEM NO. | SPEC NO. | DESCRIPTION | UNIT | ESTIMATED QUANTITY | UNIT COST | EXTENDED TOTAL | UNIT COST2 | EXTENDED TOTAL2 | UNIT COST3 | EXTENDED TOTAL3
1 | C-100-14 | Contractor's Quality Control Program | LS | 1 | 1250 | 1250 | 4200 | 4200 | 5000 | 5000
2 | C-102-5.1a | Installation and Removal of Silt Fence | LF | 400 | 5 | 2000 | 15 | 6000 | 10 | 4000
3 | C-102-5.1b | Stone Filter Ring Installation and Removal | EA | 1 | 1000 | 1000 | 2000 | 2000 | 2000 | 2000
4 | C-105-6.1 | Construct Haul Route/Staging Area | LS | 1 | 5000 | 5000 | 8000 | 8000 | 17500 | 17500
5 | C-105-6.2 | Mobilization/Demobilization | LS | 1 | 9500 | 9500 | 8000 | 8000 | 15000 | 15000
6 | C-105-6.3 | Bonds and Insurance | LS | 1 | 2400 | 2400 | 4000 | 4000 | 8000 | 8000
7 | C-105-6.4 | Construction Layout | LS | 1 | 2500 | 2500 | 6000 | 6000 | 5000 | 5000
8 | C-105-6.5 | As-Buit Drawings and Field Revisions | LS | 1 | 950 | 950 | 1000 | 1000 | 10000 | 10000
9 | C-105-6.6 | Mantenance of Barricades | LS | 1 | 1000 | 1000 | 2000 | 2000 | 2000 | 2000
10 | P-101-5.1 | Removal and Salvage Existing Chain Link Fence | LF | 288 | 15 | 4320 | 16.8 | 4838.4 | 3.5 | 1008
11 | P-101-5.2 | Remove Existing Rip-Rap Stone | LS | 1 | 500 | 500 | 1000 | 1000 | 1500 | 1500
12 | P-152-4.1 | Unclassified Excavation from Borrow | CY | 1500 | 21 | 31500 | 25 | 37500 | 35 | 52500
13 | P-152-4.2 | Rock Excavation to Embankment | CY | 50 | 32 | 1600 | 20 | 1000 | 100 | 5000
14 | P-152-4.3 | Stripping and Stockpile Topsoil | CY | 370 | 7 | 2590 | 3 | 1110 | 17 | 6290
15 | F-162-5.1 | Installation of Salvage Chain-link Fence | LF | 220 | 16 | 3520 | 20 | 4400 | 10 | 2200
16 | F-162-5.2 | Supply and Install New Chain-link Fence | LF | 110 | 30 | 3300 | 41 | 4510 | 20 | 2200
17 | F-162-5.3 | Supply and Install New 12' Double Leaf Chain-link Gate | EA | 1 | 3600 | 3600 | 2000 | 2000 | 5000 | 5000
18 | D-701-5.1 | Subgrade Drainage Corrections | LS | 1 | 10000 | 10000 | 4000 | 4000 | 6000 | 6000
19 | D-701-5.2 | 12" Class III RCP | LF | 35 | 50 | 1750 | 124 | 4340 | 70 | 2450
20 | D-701-5.3 | 18" Class III RCP | LF | 172 | 75 | 12900 | 106 | 18232 | 70 | 12040
21 | D-751-5.1 | Catch Basin (4'x4') | EA | 2 | 3500 | 7000 | 9900 | 19800 | 15000 | 30000
22 | D-751-5.2 | Junction Manhole Structure | EA | 1 | 5000 | 5000 | 9900 | 9900 | 3000 | 3000
23 | D-752-5.1 | 18" Headwall/Edwall Structure | EA | 1 | 3000 | 3000 | 2750 | 2750 | 2000 | 2000
24 | D-901-5.1 | Seeding with Hydromulch | ACRE | 0.5 | 8000 | 4000 | 12000 | 6000 | 10000 | 5000
25 | D-905-5.1 | Spread Topsoil (Stockpiled on Site) | CY | 370 | 12 | 4440 | 3 | 1110 | 8 | 2960
26 | D-905-5.2 | Topsoil From Offsite Sources | CY | 200 | 30 | 6000 | 30 | 6000 | 60 | 12000
|  |  |  | SUBTOTAL OF BASE BID CONSTRUCTION ITEMS: |  | 130620 |  | 169690.4 |  | 219648
|  |  |  | CONTINGENCY (15%) |  | 19593
|  |  | TOTAL BIDS AS CALCULATED WITH PROVIDER FIGURES: |  |  | 150213 |  | 169690.4 |  | 219648
RETURN TO INDEX

## RNC
ID: | RNC
City: | Mcminnville
Airport: | Warren County Memorial
Project Description: | Relocate Threshold and Replace Airfield Lighting
TAD #:
Bid Date: | 2022-05-25
County: | Warren
Grand Division: | Middle
BASE BID (Relocate Threshold and Replace Airfield Lighting) |  |  |  |  | ENGINEER'S ESTIMATE |  | APPALACHIAN FOOTHILLS CONTRACTING, INC. |  | STANSELL ELECTRIC CO.
ITEM NO. | SPEC NO. | DESCRIPTION | UNIT | ESTIMATED QUANTITY | UNIT COST | EXTENDED TOTAL | UNIT COST2 | EXTENDED TOTAL2 | UNIT COST3 | EXTENDED TOTAL3
1 | C-105-5.1 | Mobilization | LS | 1 | 40897.99 | 40897.99 | 75000 | 75000 | 121760 | 121760
2 | M-100-5.1 | Low Profile Barricades | Each | 15 | 320 | 4800 | 175 | 2625 | 127 | 1905
3 | M-100-5.2 | Runway Closure Markers | Each | 2 | 1300 | 2600 | 3000 | 6000 | 547 | 1094
4 | M-100-5.3 | Taxiway Closure Markers | Each | 3 | 1300 | 3900 | 1500 | 4500 | 547 | 1641
5 | PST-103-5.1 | Directional Bore for Electrical Cables | L.F. | 290 | 50 | 14500 | 90 | 26100 | 61.7 | 17893
6 | PST-109-3.1 | Demolition | LS | 1 | 5000 | 5000 | 7500 | 7500 | 9712 | 9712
7 | PST-109-3.2 | Electrical Demolition | LS | 1 | 15000 | 15000 | 7500 | 7500 | 36413 | 36413
8 | PST-117-5.1 | Beacon Tower Painting | LS | 1 | 5000 | 5000 | 17500 | 17500 | 29781 | 29781
9 | T-901-5.1 | Seeding & Mulching | LS | 1 | 7500 | 7500 | 7500 | 7500 | 17226 | 17226
10 | L-101-5.1 | Airport Rotating Beacon (36 inch L-802A) | LS | 1 | 20000 | 20000 | 27500 | 27500 | 44015 | 44015
11 | L-107-5.1 | L.E.D Lighted Windcone Assembly, L-807, Style I-B, Size 2 | Each | 1 | 13000 | 13000 | 15000 | 15000 | 15639 | 15639
12 | L-108-5.1 | Cable Trench | L.F. | 22017 | 4 | 88068 | 2.5 | 55042.5 | 7.6 | 167329.2
13 | L-108-5.2 | Cable, Duct, or Splice Markers | Each | 14 | 400 | 5600 | 425 | 5950 | 863 | 12082
14 | L-108-5.3 | No. 8 AWG, 1/C, 5 kV Wire | L.F. | 14878 | 2 | 29756 | 2 | 29756 | 6.7 | 99682.6
15 | L-108-5.4 | Counterpoise for lightning protection (including trench) | L.F. | 21697 | 2.5 | 54242.5 | 3.5 | 75939.5 | 3.3 | 71600.1
16 | L-108-5.5 | No. 4, 1/C, L-824, 600V Wire | L.F. | 44547 | 2.75 | 122504.25 | 4 | 178188 | 9.8 | 436560.6
17 | L-108-5.6 | No. 8, 1/C, L-824, 600V Wire | L.F. | 6439 | 2.25 | 14487.75 | 2 | 12878 | 7.6 | 48936.4
18 | L-108-5.7 | Counterpoise in Trench Not Parallel to Pavement | L.F. | 235 | 2.55 | 599.25 | 1.75 | 411.25 | 3.3 | 775.5
19 | L-109-5.1 | L-828, 4 KW Regulator | Each | 1 | 11000 | 11000 | 13500 | 13500 | 18517 | 18517
20 | L-109-5.2 | L-854 Radio Control Equipment | Each | 1 | 6000 | 6000 | 7200 | 7200 | 6139 | 6139
21 | L-109-5.3 | L-821 Lighting Control Panel | Each | 1 | 14000 | 14000 | 19500 | 19500 | 27366 | 27366
22 | L-110-5.1 | 2" Schedule 40 PVC Electrical Conduit | L.F. | 22017 | 6 | 132102 | 8 | 176136 | 8.8 | 193749.6
23 | L-120-5.1 | PAPI Type L-880(L), Style A, Class 1 | LS | 2 | 50000 | 100000 | 53750 | 107500 | 67228 | 134456
24 | L-125-5.1 | L-849 (L) REIL, Type I, Style E, 1 Pair | LS | 2 | 15000 | 30000 | 16750 | 33500 | 29203 | 58406
25 | L-125-5.2 | Med Intensity, Runway Light L-861(L), W/W, Base Mounted | Each | 10 | 1200 | 12000 | 1650 | 16500 | 2841 | 28410
26 | L-125-5.3 | Med Intensity, Runway Light L-861(L), W/Y, Base Mounted | Each | 38 | 1200 | 45600 | 1650 | 62700 | 2881 | 109478
27 | L-125-5.4 | Medium Intensity, Threshold Light L-861E(L), G/R, Base Mounted | Each | 16 | 1200 | 19200 | 1700 | 27200 | 2985 | 47760
28 | L-125-5.5 | Spare Parts | LS | 1 | 5000 | 5000 | 5000 | 5000 | 3045 | 3045
29 | L-125-5.6 | L-858 (L), Lighted Sign, Size 1, Style 2 | Each | 4 | 5000 | 20000 | 5500 | 22000 | 10677 | 42708
30 | TN-917-3.1 | Electrical Pull Box (11" x 17") | Each | 11 | 1500 | 16500 | 600 | 6600 | 1000 | 11000
|  |  |  | BASE BID TOTALS |  | 858857.74 |  | 1052226.25 |  | 1815080
ADD ALTERNATE 1 |  |  |  |  | ENGINEER'S ESTIMATE |  | APPALACHIAN FOOTHILLS CONTRACTING, INC. |  | STANSELL ELECTRIC CO.
ITEM NO. | SPEC NO. | DESCRIPTION | UNIT | ESTIMATED QUANTITY | UNIT COST | EXTENDED TOTAL | UNIT COST2 | EXTENDED TOTAL2 | UNIT COST3 | EXTENDED TOTAL3
1 | C-105-5.1 | Mobilization | LS | 1 | 18004.43 | 18004.43 | 22500 | 22500 | 45230 | 45230
2 | PST-109-3.1 | Electrical Demolition | LS | 1 | 15000 | 15000 | 8500 | 8500 | 22583 | 22583
3 | T-901-5.1 | Seeding & Mulching | LS | 1 | 7500 | 7500 | 7500 | 7500 | 6380 | 6380
4 | L-108-5.1 | Cable Trench | L.F. | 9963 | 4 | 39852 | 2.5 | 24907.5 | 8.4 | 83689.2
5 | L-108-5.2 | Cable, Duct, or Splice Markers | Each | 8 | 425 | 3400 | 425 | 3400 | 863 | 6904
6 | L-108-5.3 | No. 8 AWG, 1/C, 5 kV Wire | L.F. | 14594 | 2 | 29188 | 2 | 29188 | 3 | 43782
7 | L-108-5.4 | Counterpoise for lightning protection (including trench) | L.F. | 9963 | 3.5 | 34870.5 | 3.5 | 34870.5 | 3.3 | 32877.9
8 | L-109-5.4 | L-828 7.5 KW regulator | Each | 1 | 13500 | 13500 | 16500 | 16500 | 21769 | 21769
9 | L-110-5.1 | 2" Schedule 40 PVC Electrical Conduit | L.F. | 9963 | 6 | 59778 | 8 | 79704 | 8.8 | 87674.4
10 | L-125-5.5 | Spare Parts | LS | 1 | 5000 | 5000 | 6500 | 6500 | 4089 | 4089
11 | L-125-5.7 | L-858 (L), Lighted Sign, Size 1, Style 2 | Each | 4 | 5000 | 20000 | 5500 | 22000 | 8572 | 34288
12 | L-125-5.8 | Medium Intensity, TW Light L-861T (L), Blue, Base Mounted | Each | 110 | 1200 | 132000 | 1350 | 148500 | 2623 | 288530
|  |  |  | AA1 TOTALS |  | 378092.93 |  | 404070 |  | 677796.5
|  |  |  | BASE BID |  | 858857.74 |  | 1052226.25 |  | 1815080
|  |  |  | BASE BID + AA1 |  | 1236950.67 |  | 1456296.25 |  | 2492876.5
BASE BID 2 (Runway Marking Removal, Sealcoat, and Remarking [Not Awarded, but Put on APMM Phase III]) |  |  |  |  | ENGINEER'S ESTIMATE |  | AXTELL'S INC.
ITEM NO. | SPEC NO. | DESCRIPTION | UNIT | ESTIMATED QUANTITY | UNIT COST | EXTENDED TOTAL | UNIT COST2 | EXTENDED TOTAL2
1 | C-105-5.1 | Mobilization | LS | 1 | 11023.45 | 11023.45 | 2500 | 2500
2 | PST-106-6.1 | Pavement Marking Removal | S.F. | 83370 | 1.2 | 100044 | 0.55 | 45853.5
3 | P-608-8.1 | Asphalt Surface Treatment | SYD | 57025 | 1.25 | 71281.25 | 1.35 | 76983.75
4 | P-620-5.1 | Temporary Pavement Marking, White | S.F. | 35755 | 0.5 | 17877.5 | 0.8 | 28604
5 | P-620-5.2 | Temporary Pavement Marking, Yellow | S.F. | 400 | 0.75 | 300 | 1 | 400
6 | P-620-5.3 | Pavement Marking, White | S.F. | 35755 | 0.75 | 26816.25 | 0.95 | 33967.25
7 | P-620-5.4 | Pavement Marking, Yellow | S.F. | 400 | 0.75 | 300 | 1 | 400
8 | P-620-5.5 | Pavement Marking, Black | S.F. | 7000 | 0.55 | 3850 | 1.25 | 8750
|  |  |  | BASE BID 2 TOTALS: |  | 231492.45 |  | 197458.5
RETURN TO INDEX

## TRI
ID: | TRI
City: | Bristol/Johnson/Kingsport
Airport: | Tri-Cities Regional
Project Description: | Runway and Taxiway B1 Removal
TAD #: | 07-555-0145-21
Bid Date: | 2022-07-14
County: | Sullivan
Grand Division: | East
BASE BID (Runway and Taxiway B1 Removal) |  |  |  |  | ENGINEER'S ESTIMATE |  | Summers-Taylor
ITEM NO. | SPEC NO. | DESCRIPTION | UNIT | ESTIMATED QUANTITY | UNIT COST | EXTENDED TOTAL | UNIT COST2 | EXTENDED TOTAL2
1 | C-105 | Mobilization | LS | 1 | 50405 | 50405 | 105000 | 105000
2 | M-101-4.1 | Maintain and Control Traffic | LS | 1 | 50000 | 50000 | 73250 | 73250
3 | P-101-4.1 | Pavement Removal (Taxiway B1) | SY | 1500 | 15 | 22500 | 19 | 28500
4 | P-101-4.2 | Minor Joint and Crack Repair (approx.75,000 LF) | LS | 1 | 115000 | 115000 | 144700 | 144700
5 | P-101-4.3 | Major Joint and Cracks (10%) | LF | 7500 | 12 | 90000 | 24.75 | 185625
6 | P-101-4.4 | Deep Joint and Crack Repair | LF | 150 | 50 | 7500 | 282 | 42300
7 | P-101-4.5 | Asphalt Patch | SY | 1000 | 50 | 50000 | 116 | 116000
8 | P-150-4.1 | Miscellaneous Demolition | LS | 1 | 15000 | 15000 | 40900 | 40900
9 | P-152-4.1 | Earthwork | LS | 1 | 50000 | 50000 | 94500 | 94500
10 | P-620-5.1 | Airfield Pavement Painting -with or without Reflective Media | SF | 70000 | 1 | 70000 | 1.6 | 112000
11 | T-90105.1 | Seeding | SY | 5050 | 2 | 10100 | 0.45 | 2272.5
12 | T-908-5.1 | Mulching | SY | 5050 | 2 | 10100 | 1.4 | 7070
13 | C-102-5.1 | Inlet Protection | EA | 1 | 1000 | 1000 | 630 | 630
14 | L-108-5.1 | No. 8 AWG, 5 kV, L-824, Type C Cable Installed in Duct | LF | 700 | 3.25 | 2275 | 8 | 5600
15 | L-108-5.2 | No. 6 AWG, Solid, Bare Counterpoise Wire, Installed In Trench Inc | LF | 330 | 3.25 | 1072.5 | 4.65 | 1534.5
16 | L-110-5.1 | 1-way, 2-Inch, Schedule 40 PVC, Direct Earth Buried | LF | 300 | 15 | 4500 | 16.5 | 4950
17 | L-125-5.1 | NewL-861T Quartz Taxiway Edge Light, Installed in Turf | EA | 2 | 2000 | 4000 | 3180 | 6360
18 | L-125-5.2 | Modify Airfield Sign | EA | 1 | 1000 | 1000 | 2320 | 2320
|  |  |  | TOTAL: |  | 554452.5 |  | 973512
RETURN TO INDEX

## TRI (2)
ID: | TRI
City: | Bristol/Johnson/Kingsport
Airport: | Tri-Cities Regional
Project Description: | Terminal and Ramp Energy Improvements
TAD #: | 07-555-0145-21
Bid Date: | 2022-01-18
County: | Sullivan
Grand Division: | East
BASE BID (Terminal and Ramp Energy Improvements) |  |  |  | Architect's Estimate |  | Comsa Construction |  | Reduction
ITEM NO. | DESCRIPTION | UNIT | ESTIMATED QUANTITY | UNIT COST | EXTENDED TOTAL | UNIT COST2 | EXTENDED TOTAL2 | Total Price
1 | Mobilization | L.S. | 1 |  | 50000 | $ - | 68098 | $ -
2 | Safety Measures | L.S. |  |  | 25000 |  | 11310 | $ -
3 | Demolition (Including removal of Boiler, Chillers and Cooling Towers) | L.S. | 1 |  | 90000 |  | 84530 | $ -
4 | Window Tinting | L.S. | 1 |  | 35000 |  | 30926 | $ -
5 | Temporary Boiler - Weekly Charge (Coordinate need / usage with Airport) - Feel project can be managed to elimate the need for a temporary boiler | /Week | 10 |  | 30000 | 4442 | 53304 | -53304 | Delete Temporary Boiler
6 | Temporary Chiller - Weekly Charge (Coordinate need / usage with Airport) | /Week | 8 |  | 30000 | 7677.88 | 74016 | -12593 | Revise Duration
7 | New Boilers - Reduce boilers to 3 million BTU each instead of 5 million BTU | L.S. | 1 |  | 400000 |  | 391247 | -65000 | Revise boilers to 3 million btus each
8 | New Chillers | L.S. | 1 |  | 800000 |  | 577816 | $ -
9 | Exterior Lighting Replacement / Upgrades | L.S. | 1 |  | 385000 |  | 353162 | $ -
10 | Interior Lighting Replacement / Upgrades | L.S. | 1 |  | 368000 |  | 442940
| Delete lighting work at TSA Offices | [6 empty] | -13000
| Delete lighting work at Baggage Claim | [6 empty] | -55000
| Delete main level lay-in lighting (73 type "B" & 65 type "C" fixtures) | [6 empty] | -22000
| Delete mezzanine level lay-in lighting (73 type "B" & 4 type "C" fixtures) | [6 empty] | -11000
| Delete lower level Part A lighting (55 type "A", 100 type "B" & 8 type "C" fixtures) | [6 empty] | -25000
| Delete lower level Part B lighting (56 type "A", 1 type "B", 42 type "C", 10 type "D", 1 type "E" fixtures) | [6 empty] | -19000
| Delete lower level Part C lighting (15 type "A", 36 type "C", 10 type "F", 14 type "G" and 2 type "H" fixtures) | [6 empty] | -26000
11 | Connect New Chiller and Boiler equipment to existing Energy Management System. | L.S. | 1 |  | 45000 |  | 28591 | $ -
12 | HVAC AIR DUCT SUPPLY - SYSTEM BALANCING. | L.S. | 1 |  | 100000 |  | 36596 | $ -
13 | Addendum One - Checkpoint Ventilation Panels, Security Gate and Door - Deleted from Project Scope. Note that ventilation panels called out are $167,005 | L.S. | 1 |  | 200000 |  | 264272 | -264272
14 | Addendum One - Replace Existing Emergency Lights - Deleted from the Project Scope | L.S. | 1 |  | 38000 |  | 34192 | -34192
|  |  | TOTAL: |  | 2596000 |  | 2451000 | -600361 | 1850639
RETURN TO INDEX