## Index
ID | City | Airport | Project Description | TAD# | Sheet
0M3 | Hohenwald | John A. Baker Field | Runway Rehabilitation | 51-555-0752-21 | LINK
1M5 | Portland | Portland Municipal | South Parallel Taxiway Construction | 83-555-0117-20 | LINK
2A1 | Jamestown | Jamestown Municipal | Runway Reconstruction and Taxiway Relocation Package 1 - Concrete | 25-555-0532-20 | LINK
2A1 | Jamestown | Jamestown Municipal | Runway Reconstruction and Taxiway Relocation Package 2 - Asphalt | 25-555-0532-20 | LINK
BGF | Winchester | Winchester Municipal | Runway & Apron Asphalt Rehabilitation | 26-555-0198-20 | LINK
FGU | Collegedale | Collegedale Municipal | Stormwater Drainage Culvert Replacement | 33-555-0732-20 | LINK
LUG | Lewisburg | Ellington | New PAPI System | 59-555-0147-18 | LINK
M15 | Linden | James Tucker Airport | Rotating Beacon & REIL Replacement | 68-555-0124-20 | LINK
M54 | Lebanon | Lebanon Municipal | East Apron Taxilane Widening | 95-555-0166-20 | LINK
MNV | Madisonville | Monroe County | Bullhorn Removal & New Taxiway Construction | 62-555-0136-21 | LINK
MOR | Morristown | Moore-Murrell Field | Airport Drainage | 32-555-0160-17 | LINK
MQY | Smyrna | Smyrna Airport | Air Traffic Control Tower Upgrades | N/A | LINK
RNC | Mcminnville | Warren County Memorial | Airfield Drainage Improvements | 89-555-0176-21 | LINK
3M7 | Lafayette | Lafayette Municipal | FBO Main Hangar Rehabilitation | 56-555-0145-20 | LINK
MNI | Athens | McMinn County | PAPI Reils | 54-555-0154-19 | LINK
NQA | Millington | Millington Regional Jetport | Runway Reconstruction | Multiple | LINK
Bid Tabulations Disclaimer: These spreadsheets include Bid Tabulations for various airport improvement projects that were received within the 2020 calendar year. The Bid Tabulations were collected from airport consultants and do not represent all airport improvement projects conducted in the State during each calendar year. The Bid Tabulations shall serve as historical record only. The Aeronautics Division makes no commitment or guarantee that estimates based on these historical prices will suffice as the Engineer’s Estimate nor result in award of any contract.
Unit prices are specific to each contract and can vary widely depending on various factors. When developing an Opinion of Probable Cost for a project, it is recommended to develop cost-based estimates which include all costs for material, labor, supplies, equipment, subcontracts, overhead, markup, contract bonding, permitting, and taxes which are reasonably required to complete the work.

## IT (hidden)
ID: | XNX |  | County: | Sumner
City: | Gallatin |  | Grand Division: | Middle
Airport: | Music City Executive
Project Description: |  | Runway Rehabilitation
TAD #: | 51-555-0752-21
Bid Date: | 2019-08-20
|  |  |  | Item No. | Description | Unit | Quantity | Contractor #1 |  | Contractor #2 |  | Contractor #3 |  | Average Unit Cost
[8 empty] | Unit Price | Total Price | Unit Price | Total Price | Unit Price | Total Price
[9 empty] | 0 |  | 0 |  | 0 | #DIV/0!
BACK TO INDEX

## Data (hidden)
ID | County | City | Airport | G. Div.
0A3 | Dekalb | Smithville | Smithville Municipal | Middle
0A4 | Washington | Johnson City | Johnson City | East
0A9 | Carter | Elizabethton | Elizabethton Municipal | East
0M2 | Lake | Tiptonville | Reelfoot Lake | West
0M3 | Lewis | Hohenwald | John A. Baker Field | Middle
0M4 | Benton | Camden | Benton County | West
0M5 | Humphreys | Waverly | Humphreys County | Middle
1A0 | Hamilton | Chattanooga | Dallas Bay Skypark | East
1A3 | Polk | Copperhill | Martin Campbell Field | East
1A7 | Jackson | Gainesboro | Jackson County | Middle
1M5 | Sumner | Portland | Portland Municipal | Middle
2A0 | Rhea | Dayton | Mark Anton Airport | East
2A1 | Fentress | Jamestown | Jamestown Municipal | Middle
2M2 | Lawrence | Lawrenceburg | Lawrenceburg-Lawrence County | Middle
2M8 | Shelby | Millington | Charles W. Baker | West
3A2 | Claiborne | Tazewell | New Tazewell Municipal | East
3M7 | Macon | Lafayette | Lafayette Municipal | Middle
50M | Bedford | Eagleville | Puckett | Middle
54M | Fayette | Rossville | Wolf River | West
6A4 | Johnson | Mountain City | Johnson County | East
8A3 | Overton | Livingston | Livingston Municipal | Middle
92A | Polk | Benton | Chilhowee Gliderport | East
APT | Marion | Jasper | Marion County-Brown Field | East
BGF | Franklin | Winchester | Winchester Municipal | Middle
BNA | Davidson | Nashville | Nashville International | Middle
CHA | Hamilton | Chattanooga | Lovell Field | East
CKV | Montgomery | Clarksville | Outlaw Field | Middle
CSV | Cumberland | Crossville | Crossville Memorial-Whitson Field | East
DKX | Knox | Knoxville | Knoxville Downtown Island | East
DYR | Dyer | Dyersburg | Dyersburg Regional Airport | West
FGU | Hamilton | Collegedale | Collegedale Municipal | East
FYE | Fayette | Somerville | Fayette County | West
FYM | Lincoln | Fayetteville | Fayetteville Municipal | Middle
GCY | Greene | Greeneville | Greeneville-Greene County Municipal | East
GHM | Hickman | Centerville | Centerville Municipal | Middle
GKT | Sevier | Sevierville | Gatlinburg-Pigeon Forge | East
GZS | Giles | Pulaski | Abernathy Field | Middle
HZD | Carroll | Huntingdon | Carroll County | West
JAU | Campbell | Jacksboro | Campbell County | East
JWN | Davidson | Nashville | John C. Tune | Middle
LUG | Marshall | Lewisburg | Ellington | Middle
M01 | Shelby | Memphis | General Dewitt Spain | West
M02 | Dickson | Dickson | Dickson Municipal | Middle
M04 | Tipton | Covington | Covington Municipal | West
M08 | Hardeman | Bolivar | William L. Whitehurst Field | West
M15 | Perry | Linden | James Tucker Airport | Middle
M29 | Wayne | Clifton | Hassell Field | Middle
M31 | Lauderdale | Halls | Arnold Field | West
M53 | Gibson | Humboldt | Humboldt Municipal | West
M54 | Wilson | Lebanon | Lebanon Municipal | Middle
M91 | Robertson | Springfield | Springfield-Robertson County | Middle
M93 | Houston | Mckinnon | Houston County | Middle
MBT | Rutherford | Murfreesboro | Murfreesboro Municipal | Middle
MEM | Shelby | Memphis | Memphis International | West
MKL | Madison | Jackson | McKellar-Sipes Regional | West
MMI | Mcminn | Athens | Mcminn County | East
MNV | Monroe | Madisonville | Monroe County | East
MOR | Hamblen | Morristown | Moore-Murrell Field | East
MQY | Rutherford | Smyrna | Smyrna Airport | Middle
MRC | Maury | Columbia/Mount Pleasant | Maury County | Middle
NQA | Shelby | Millington | Millington Regional Jetport | West
PHT | Henry | Paris | Henry County | West
PVE | Henderson | Lexington-Parsons | Beech River Regional | West
RKW | Morgan | Rockwood | Rockwood Municipal | East
RNC | Warren | Mcminnville | Warren County Memorial | Middle
RVN | Hawkins | Rogersville | Hawkins County | East
RZR | Bradley | Cleveland | Cleveland Regional Jetport | East
SCX | Scott | Oneida | Scott Municipal | East
SNH | Hardin | Savannah | Savannah-Hardin County | West
SRB | White | Sparta | Upper Cumberland Regional | Middle
SYI | Bedford | Shelbyville | Bomar Field-Shelbyville Municipal | Middle
SZY | Mcnairy | Selmer | Robert Sibley | West
TGC | Gibson | Trenton | Gibson County | West
THA | Coffee | Tullahoma | Tullahoma Regional/Wm Northern Field | Middle
TRI | Sullivan | Bristol/Johnson/Kingsport | Tri-Cities Regional | East
TYS | Blount | Knoxville | Mcghee Tyson | East
UCY | Obion | Union City | Everett-Stewart Regional | West
UOS | Franklin | Sewanee | Franklin County | Middle
XNX | Sumner | Gallatin | Music City Executive | Middle

## 0M3
ID: | 0M3 |  | County: | Lewis
City: | Hohenwald |  | Grand Division: | Middle
Airport: | John A. Baker Field
Project Description: |  | Runway Rehabilitation
TAD #: | 51-555-0752-21
Bid Date: | 2020-07-22
|  |  |  | Item No. | Description | Unit | Quantity | Pavement Restoration, Inc. |  | Average Unit Cost
[8 empty] | Unit Price | Total Price
|  |  |  | 1 | AIRFIELD BARRICADES | LS | 1 | 5000 | 5000 | 5000
|  |  |  | 2 | TEMPORARY RUNWAY CLOSURE MARKER | LS | 1 | 5000 | 5000 | 5000
|  |  |  | 3 | SAWCUTTING | LS | 1 | 5000 | 5000 | 5000
|  |  |  | 4 | REMOVAL OF EXISTING 18" PIPE | LS | 1 | 18725 | 18725 | 18725
|  |  |  | 5 | RUNWAY LIGHT HEIGHT ADJUSTMENT | LS | 1 | 29750 | 29750 | 29750
|  |  |  | 6 | CONTRACTOR QUALITY CONTROL PROGRAM (CQCP) | LS | 1 | 60000 | 60000 | 60000
|  |  |  | 7 | EROSION CONTROL - SILT FENCE (INSTALLATION AND REMOVAL) | LF | 8000 | 3 | 24000 | 3
|  |  |  | 8 | EROSION CONTROL - WATTLE CHECK-DAM (INSTALLATION AND REMOVAL) | EA | 39 | 300 | 11700 | 300
|  |  |  | 9 | EROSION CONTROL - CONSTRUCTION ENTRANCE (INSTALLATION AND REMOVAL) | EA | 1 | 18000 | 18000 | 18000
|  |  |  | 10 | MOBILIZATION | LS | 1 | 165000 | 165000 | 165000
|  |  |  | 11 | UNCLASSIFIED EXCAVATION | CY | 2000 | 40 | 80000 | 40
|  |  |  | 12 | TEMPORARY PAVEMENT MARKING, NON-REFLECTIVE WHITE | SF | 26234 | 1.1 | 28857.4 | 1.1
|  |  |  | 13 | TEMPORARY PAVEMENT MARKING, NON-REFLECTIVE YELLOW | SF | 230 | 1.1 | 253 | 1.1
|  |  |  | 14 | PERMANENT PAVEMENT MARKING, REFLECTIVE WHITE | SF | 26234 | 1.9 | 49844.6 | 1.9
|  |  |  | 15 | PERMANENT PAVEMENT MARKING, REFLECTIVE YELLOW | SF | 230 | 1.9 | 437 | 1.9
|  |  |  | 16 | 18" REINFORCED CONCRETE PIPE, CLASS III | LF | 230 | 70 | 16100 | 70
|  |  |  | 17 | 18" PRECAST WINGED HEADWALL | EA | 2 | 3500 | 7000 | 3500
|  |  |  | 18 | SEEDING | AC | 7 | 1500 | 10500 | 1500
|  |  |  | 19 | SODDING | SY | 925 | 10 | 9250 | 10
|  |  |  | 20 | TOPSOIL | CY | 3750 | 75 | 281250 | 75
|  |  |  | 21 | MULCHING | AC | 7 | 1200 | 8400 | 1200
|  |  |  | 22 | PROCESSING (RECLAIMED MATERIAL) (12" COMPACTED THICKNESS) | SY | 34882 | 10.5 | 366261 | 10.5
|  |  |  | 23 | PORTLAND CEMENT | TONS | 850 | 205 | 174250 | 205
|  |  |  | 24 | BITUMINOUS MATERIAL FOR TACK COAT (TC) | GAL | 3500 | 5 | 17500 | 5
|  |  |  | 25 | BITUMINOUS MATERIAL (DBST) | GAL | 21000 | 8 | 168000 | 8
|  |  |  | 26 | MINERAL AGGREGATE (DBST) | TONS | 960 | 95 | 91200 | 95
|  |  |  | 27 | ACS MIX (PG70-22) GRADING D (PLACED IN (2) 2-INCH LIFTS) | TONS | 8635 | 130 | 1122550 | 130
[7 empty] | TOTAL: |  | 2773828
BACK TO INDEX

## 1M5
ID: | 1M5 |  | County: | Sumner
City: | Portland |  | Grand Division: | Middle
Airport: | Portland Municipal
Project Description: |  | South Parallel Taxiway Construction
TAD #: | 83-555-0117-20
Bid Date: | 2020-05-08
Schedule 1 - Base Bid
|  |  |  | Item No. | Description | Unit | Quantity | Charles Deweese Construction, Inc. |  | Scotty's Contracting & Stone, LLC |  | RAWSO, LLC |  | Rogers Group, Inc. |  | Cleary Construction, Inc. |  | Jones Bros. Constructors, LLC |  | Average Unit Cost
[8 empty] | Unit Price | Total Price | Unit Price | Total Price | Unit Price | Total Price | Unit Price | Total Price | Unit Price | Total Price | Unit Price | Total Price
|  |  |  | SS-120-3.1 | CONSTRUCTION SAFETY AND SECURITY | LS | 1 | 4000 | 4000 | 14776.24 | 14776.24 | 3711.07 | 3711.07 | 12000 | 12000 | 38000 | 38000 | 65000 | 65000 | 22914.5517
|  |  |  | SS-300-5.1 | LOCKOUT/TAGOUT AND CONSTANT CURRENT REGULATOR CALIBRATION PROCEDURES | LS | 1 | 1025 | 1025 | 2614.56 | 2614.56 | 2953.24 | 2953.24 | 1500 | 1500 | 10000 | 10000 | 4000 | 4000 | 3682.1333
|  |  |  | SS-310-5.1 | TEMPORARY AIRFIELD LIGHTING | LS | 1 | 3116.1 | 3116.1 | 1292.72 | 1292.72 | 1460.18 | 1460.18 | 3200 | 3200 | 18000 | 18000 | 3000 | 3000 | 5011.5
|  |  |  | C-100-14.1 | CONTRACTOR QUALITY CONTROL PROGRAM (CQCP) | LS | 1 | 8279.06 | 8279.06 | 12428 | 12428 | 49211.05 | 49211.05 | 17000 | 17000 | 130000 | 130000 | 52500 | 52500 | 44903.0183
|  |  |  | C-102-5.1 | TEMPORARY EROSION CONTROL | LS | 1 | 9750 | 9750 | 7905.52 | 7905.52 | 20209.23 | 20209.23 | 24000 | 24000 | 75000 | 75000 | 12000 | 12000 | 24810.7917
|  |  |  | C-105-6.1 | MOBILIZATION | LS | 1 | 11650 | 11650 | 19740.54 | 19740.54 | 39739.51 | 39739.51 | 75000 | 75000 | 50000 | 50000 | 155000 | 155000 | 58521.675
|  |  |  | D-701-5.1 | 18" CLASS III REINFORCED CONCRETE PIPE | LF | 136 | 85 | 11560 | 129.16 | 17565.76 | 71.75 | 9758 | 170 | 23120 | 146 | 19856 | 95 | 12920 | 116.1517
|  |  |  | D-752-5.1 | PRECAST 18" FLARED END SECTION | EA | 2 | 900 | 1800 | 1163.19 | 2326.38 | 976.31 | 1952.62 | 2300 | 4600 | 5000 | 10000 | 1100 | 2200 | 1906.5833
|  |  |  | L-108-5.1 | NO. 8 AWG, 5 kV, L-824, TYPE C CABLE, INSTALLED IN TRENCH, DUCT BANK, OR CONDUIT | LF | 3500 | 2.08 | 7280 | 1.46 | 5110 | 1.64 | 5740 | 2.32 | 8120 | 1.8 | 6300 | 1.4 | 4900 | 1.7833
|  |  |  | L-108-5.2 | NO. 6 AWG, SOLID, BARE COPPER COUNTERPOISE WIRE, INSTALLED IN TRENCH, ABOVE THE DUCT BANK OR CONDUIT, INCLUDING CONNECTIONS/TERMINATIONS | LF | 2900 | 2.08 | 6032 | 1.66 | 4814 | 1.88 | 5452 | 2.1 | 6090 | 2 | 5800 | 1.6 | 4640 | 1.8867
|  |  |  | L-108-5.3 | TRENCHING FOR DIRECT-BURIED BARE COUNTERPOISE WIRE, 8" MINIMUM DEPTH | LF | 2100 | 2.08 | 4368 | 2.86 | 6006 | 3.23 | 6783 | 2.1 | 4410 | 3.5 | 7350 | 2.75 | 5775 | 2.7533
|  |  |  | L-110-5.1 | CONCRETE ENCASED ELECTRICAL DUCT BANK, 2-WAY 2"C | LF | 160 | 31.16 | 4985.6 | 76.96 | 12313.6 | 86.93 | 13908.8 | 35 | 5600 | 95 | 15200 | 74 | 11840 | 66.5083
|  |  |  | L-110-5.2 | CONCRETE ENCASED ELECTRICAL CONDUIT, 1-WAY 2"C | LF | 110 | 20.77 | 2284.7 | 28.08 | 3088.8 | 31.72 | 3489.2 | 25 | 2750 | 35 | 3850 | 27 | 2970 | 27.9283
|  |  |  | L-110-5.3 | NON-ENCASED ELECTRICAL CONDUIT, 1-WAY 2"C | LF | 2100 | 4.15 | 8715 | 9.15 | 19215 | 10.34 | 21714 | 4.5 | 9450 | 11 | 23100 | 8.8 | 18480 | 7.99
|  |  |  | L-115-5.1 | ELECTRICAL JUNCTION CAN PLAZA, TWO CANS WITH DRAINS AND APPURTENANCES, INSTALLED | EA | 4 | 3116.11 | 12464.44 | 2953.6 | 11814.4 | 3336.2 | 13344.8 | 3200 | 12800 | 3600 | 14400 | 2840 | 11360 | 3174.3183
|  |  |  | L-125-5.1 | L-858(L) BASE MOUNTED, 2-MODULE GUIDANCE SIGN, INSTALLED | EA | 1 | 5193.51 | 5193.51 | 5281.12 | 5281.12 | 5965.22 | 5965.22 | 5500 | 5500 | 7450 | 7450 | 5078 | 5078 | 5744.6417
|  |  |  | L-125-5.2 | L-858(L) BASE MOUNTED, 3-MODULE GUIDANCE SIGN, INSTALLED | EA | 1 | 6232.21 | 6232.21 | 6032 | 6032 | 6813.37 | 6813.37 | 6500 | 6500 | 8350 | 8350 | 5800 | 5800 | 6621.2633
|  |  |  | L-125-5.3 | L-861T(L) BASE MOUNTED TAXIWAY EDGE LIGHT, INSTALLED | EA | 35 | 1609.99 | 56349.65 | 1310.4 | 45864 | 1480.15 | 51805.25 | 1625 | 56875 | 1600 | 56000 | 1260 | 44100 | 1480.9233
|  |  |  | L-125-5.4 | L-858C STAKE MOUNTED, FRANGIBLE, RETROREFLECTIVE, TAXIWAY ENDING MARKER, INSTALLED | EA | 1 | 3531.58 | 3531.58 | 2028 | 2028 | 2290.7 | 2290.7 | 3600 | 3600 | 3400 | 3400 | 1950 | 1950 | 2800.0467
|  |  |  | L-125-5.5 | L-858(L) BASE MOUNTED, 2-MODULE GUIDANCE SIGN, INSTALLED ON EXISTING BASE | EA | 2 | 3116.11 | 6232.22 | 2464.8 | 4929.6 | 2784.09 | 5568.18 | 3100 | 6200 | 4000 | 8000 | 2370 | 4740 | 2972.5
|  |  |  | P-152-4.1 | UNCLASSIFIED EXCAVATION | CY | 9442 | 3.78 | 35690.76 | 4.79 | 45227.18 | 16.36 | 154471.12 | 11.5 | 108583 | 20 | 188840 | 19.75 | 186479.5 | 12.6967
|  |  |  | P-152-4.2 | UNSUITABLE EXCAVATION | CY | 833 | 17.66 | 14710.78 | 4.45 | 3706.85 | 70.77 | 58951.41 | 30 | 24990 | 26 | 21658 | 23.4 | 19492.2 | 28.7133
|  |  |  | P-152-4.3 | ROCK EXCAVATION | CY | 2565 | 11.5 | 29497.5 | 2.23 | 5719.95 | 5.15 | 13209.75 | 50 | 128250 | 1 | 2565 | 40.5 | 103882.5 | 18.3967
|  |  |  | P-209-5.1 | CRUSHED AGGREGATE BASE COURSE | TON | 2925 | 34 | 99450 | 38.84 | 113607 | 47.25 | 138206.25 | 40.5 | 118462.5 | 58 | 169650 | 43 | 125775 | 43.5983
|  |  |  | P-401-8.1 | ASPHALT SURFACE COURSE | TON | 525 | 101 | 53025 | 94.95 | 49848.75 | 148.01 | 77705.25 | 114 | 59850 | 120 | 63000 | 123.5 | 64837.5 | 116.91
|  |  |  | P-403-8.1 | ASPHALT BASE COURSE | TON | 775 | 73.21 | 56737.75 | 79.54 | 61643.5 | 129.22 | 100145.5 | 91.5 | 70912.5 | 100 | 77500 | 110 | 85250 | 97.245
|  |  |  | P-602-5.1 | EMULSIFIED ASPHALT PRIME COAT | GAL | 1290 | 4.94 | 6372.6 | 3.66 | 4721.4 | 4.7 | 6063 | 3 | 3870 | 4.5 | 5805 | 3 | 3870 | 3.9667
|  |  |  | P-603-5.1 | EMULSIFIED ASPHALT TACK COAT | GAL | 310 | 4.7 | 1457 | 4.26 | 1320.6 | 5.87 | 1819.7 | 3.5 | 1085 | 5.25 | 1627.5 | 3.5 | 1085 | 4.5133
|  |  |  | P-605-5.1 | JOINT SEALING FILLER | LF | 35 | 118.7 | 4154.5 | 118.85 | 4159.75 | 17.62 | 616.7 | 45 | 1575 | 64 | 2240 | 50 | 1750 | 69.0283
|  |  |  | P-620-5.1 | TAXIWAY MARKING - YELLOW WITH REFLECTIVE MEDIA | SF | 875 | 3.12 | 2730 | 6.24 | 5460 | 2.06 | 1802.5 | 3.12 | 2730 | 2.25 | 1968.75 | 1 | 875 | 2.965
|  |  |  | P-620-5.2 | TAXIWAY MARKING - BLACK WITHOUT REFLECTIVE MEDIA | SF | 300 | 2.08 | 624 | 6.24 | 1872 | 2.06 | 618 | 2.08 | 624 | 2.25 | 675 | 0.75 | 225 | 2.5767
|  |  |  | T-901-5.1 | SEEDING WITH HYDROMULCH | ACRE | 5 | 2908.36 | 14541.8 | 2080 | 10400 | 3524.16 | 17620.8 | 2100 | 10500 | 5000 | 25000 | 2000 | 10000 | 2935.42
|  |  |  | T-904-5.1 | SODDING | SY | 650 | 6.75 | 4387.5 | 10.4 | 6760 | 9.4 | 6110 | 10.5 | 6825 | 14 | 9100 | 10 | 6500 | 10.175
|  |  |  | T-905-5.1 | TOPSOIL 4" THICKNESS (OBTAINED OFF THE SITE) | SY | 24800 | 1.84 | 45632 | 1.34 | 33232 | 1.07 | 26536 | 2.18 | 54064 | 1.5 | 37200 | 3.5 | 86800 | 1.905
[7 empty] | TOTAL: |  | 543860.26 |  | 552825.22 |  | 875745.4 |  | 880636 |  | 1116885.25 |  | 1125074.7
Schedule 1 - Add Alternate #1
|  |  |  | Item No. | Description | Unit | Quantity | Charles Deweese Construction, Inc. |  | Scotty's Contracting & Stone, LLC |  | RAWSO, LLC |  | Rogers Group, Inc. |  | Cleary Construction, Inc. |  | Jones Bros. Constructors, LLC |  | Average Unit Cost
[8 empty] | Unit Price | Total Price | Unit Price | Total Price | Unit Price | Total Price | Unit Price | Total Price | Unit Price | Total Price | Unit Price | Total Price
|  |  |  | L-108-5.1 | NO. 8 AWG, 5 kV, L-824, TYPE C CABLE, INSTALLED IN TRENCH, DUCT BANK, OR CONDUIT | LF | 700 | 2.08 | 1456 | 1.46 | 1022 | 1.64 | 1148 | 2.1 | 1470 | 1.8 | 1260 | 1.4 | 980 | 1.7467
|  |  |  | L-108-5.2 | NO. 6 AWG, SOLID, BARE COPPER COUNTERPOISE WIRE, INSTALLED IN TRENCH, ABOVE THE DUCT BANK OR CONDUIT, INCLUDING CONNECTIONS/TERMINATIONS | LF | 350 | 2.08 | 728 | 1.66 | 581 | 1.88 | 658 | 2.1 | 735 | 2 | 700 | 1.6 | 560 | 1.8867
|  |  |  | L-110-5.3 | NON-ENCASED ELECTRICAL CONDUIT, 1-WAY 2"C | LF | 300 | 4.15 | 1245 | 9.15 | 2745 | 10.34 | 3102 | 4.5 | 1350 | 11 | 3300 | 8.8 | 2640 | 7.99
|  |  |  | L-125-5.2 | L-858(L) BASE MOUNTED, 3-MODULE GUIDANCE SIGN, INSTALLED | EA | 2 | 6232.21 | 12464.42 | 5896 | 11792 | 6660.66 | 13321.32 | 6500 | 13000 | 8200 | 16400 | 5670 | 11340 | 6526.4783
[7 empty] | TOTAL: |  | 15893.42 |  | 16140 |  | 18229.32 |  | 16555 |  | 21660 |  | 15520
BACK TO INDEX

## 2A1 (1)
ID: | 2A1 |  | County: | Fentress
City: | Jamestown |  | Grand Division: | Middle
Airport: | Jamestown Municipal
Project Description: |  | Air Traffic Control Tower Upgrades
TAD #: | N/A
Bid Date: | 2020-02-18
Package 1 - Base Bid (RWY - 5" Concrete / Existing Surface; TWY - 5" Concrete / 6" Stone)
|  |  |  | Item No. | Description | Unit | Quantity | Cleary Construction, Inc. |  | Hi-Way Paving, Inc. |  | Average Unit Cost
[8 empty] | Unit Price | Total Price | Unit Price | Total Price
|  |  |  | C-105-6.1 | Mobilization | LS | 1 | 190000 | 190000 | 523000 | 523000 | 356500
|  |  |  | TS-5 | Implementation of Construction Safety Plan | LS | 1 | 83000 | 83000 | 60000 | 60000 | 71500
|  |  |  | C-100-14.1 | Contractor Quality Control Program (CQCP) | LS | 1 | 136000 | 136000 | 200000 | 200000 | 168000
|  |  |  | C-102-5.1a | Temporary Seeding and Mulching | AC | 10 | 2200 | 22000 | 1790 | 17900 | 1995
|  |  |  | C-102-5.1f | Silt Fence (Without Backing; Includes Installation and Removal) | LF | 7600 | 1.5 | 11400 | 2.8 | 21280 | 2.15
|  |  |  | C-102-5.1g | Silt Fence (With Backing; Includes Installation and Removal) | LF | 2250 | 3.8 | 8550 | 5.65 | 12712.5 | 4.725
|  |  |  | C-102-5.1h | Enhanced Rock Check Dam | EA | 3 | 850 | 2550 | 475 | 1425 | 662.5
|  |  |  | C-102-5.1i | Culvert Protection Type 1 or 2 | EA | 1 | 1700 | 1700 | 2725 | 2725 | 2212.5
|  |  |  | C-102-5.1j | Erosion Control Blanket | SY | 1000 | 2 | 2000 | 2.6 | 2600 | 2.3
|  |  |  | C-102-5.1k | High-Visibilty Construction Fence | LF | 1000 | 2 | 2000 | 2.4 | 2400 | 2.2
|  |  |  | C-102-5.1l | Construction Entrance (Includes Manual, 20-Foot Chain-Link Swing Gate) | EA | 2 | 20000 | 40000 | 50000 | 100000 | 35000
|  |  |  | C-102-5.1m | Sediment Tube / Wattle, 20" | LF | 600 | 6.75 | 4050 | 9.5 | 5700 | 8.125
|  |  |  | P-101-5.1 | Pavement Removal (Asphalt, 5" Typ.) | SY | 6075 | 4.2 | 25515 | 3.95 | 23996.25 | 4.075
|  |  |  | P-101-5.7 | Pavement Marking Removal | SF | 50 | 230 | 11500 | 13.3 | 665 | 121.65
|  |  |  | P-101-5.8 | Crack Filler/Sand, for Cracks 1 Inch and Wider | LF | 20000 | 1.35 | 27000 | 0.7 | 14000 | 1.025
|  |  |  | P-152-4.1 | Unclassified Excavation | CY | 40000 | 6.65 | 266000 | 17 | 680000 | 11.825
|  |  |  | P-152-4.2 | Borrow Excavation (Offsite Source) | CY | 5000 | 16.65 | 83250 | 35 | 175000 | 25.825
|  |  |  | P-152-4.3 | Undercut and Related Backfill (for Unknown Poor Subgrade Material Repairs) | CY | 1500 | 20.65 | 30975 | 50 | 75000 | 35.325
|  |  |  | P-209-5.1 | Crushed Aggregate Base Course (6" Depth) | SY | 13050 | 10.95 | 142897.5 | 12 | 156600 | 11.475
|  |  |  | P-501-8.1 | Concrete Pavement, 5" Min. Thickness | SY | 40925 | 79.4 | 3249445 | 52 | 2128100 | 65.7
|  |  |  | P-602-5.1 | Emulsified Asphalt Prime Coat | GAL | 3925 | 7.9 | 31007.5 | 1.8 | 7065 | 4.85
|  |  |  | P-605-5.1 | Joint Sealing Filler | LF | 99000 | 2.1 | 207900 | 2 | 198000 | 2.05
|  |  |  | P-610-6.2 | Steel Reinforcement | SY | 1000 | 2.85 | 2850 | 5 | 5000 | 3.925
|  |  |  | P-620-5.1 | Markings (Permanent, White, Reflectorized) | SF | 19585 | 1 | 19585 | 1 | 19585 | 1
|  |  |  | P-620-5.2 | Markings (Permanent, Yellow, Reflectorized) | SF | 1915 | 1 | 1915 | 1.7 | 3255.5 | 1.35
|  |  |  | P-620-5.3 | Markings (Black, Non-Reflectorized) | SF | 7425 | 0.65 | 4826.25 | 0.5 | 3712.5 | 0.575
|  |  |  | P-620-5.4 | Reflective Media, Type I Beads | LB | 1310 | 1.25 | 1637.5 | 1 | 1310 | 1.125
|  |  |  | P-620-5.5 | Markings (Temporary, White / Yellow, Non-Reflectorized) | SF | 21500 | 1.05 | 22575 | 1 | 21500 | 1.025
|  |  |  | D-701-5.1 | 36" RCP, Class IV | LF | 150 | 115 | 17250 | 230 | 34500 | 172.5
|  |  |  | D-705-5.4.1 | 6" Perforated Underdrain Pipe (Complete in-place, Including Porous Backfill and Filter Fabric) | LF | 3725 | 22 | 81950 | 30 | 111750 | 26
|  |  |  | D-705-5.4.2 | 6" Non-Perforated Underdrain Pipe | LF | 515 | 22 | 11330 | 26 | 13390 | 24
|  |  |  | D-705-5.4.3 | Underdrain Outfall Headwall | EA | 14 | 825 | 11550 | 700 | 9800 | 762.5
|  |  |  | D-705-5.4.4 | Underdrain Cleanout | EA | 30 | 730 | 21900 | 750 | 22500 | 740
|  |  |  | D-705-5.4.5 | Existing Runway Underdrain Outfall Adjustment | EA | 24 | 275 | 6600 | 160 | 3840 | 217.5
|  |  |  | D-752-5.1 | Headwall (Slope Paved) for 36 Inch Pipe | EA | 2 | 5500 | 11000 | 7600 | 15200 | 6550
|  |  |  | F-162-5.1 | Chain-Link Fence, 6-Foot Fabric Height, 3-Strand Barbed Wire | LF | 520 | 53 | 27560 | 46 | 23920 | 49.5
|  |  |  | T-901-5.1 | Seeding | AC | 15 | 3275 | 49125 | 1790 | 26850 | 2532.5
|  |  |  | T-904-5.1 | Sodding | SY | 12000 | 6.7 | 80400 | 5.6 | 67200 | 6.15
|  |  |  | T-905-5.1 | Topsoil (Stockpiled Onsite) | CY | 8450 | 5.4 | 45630 | 25 | 211250 | 15.2
|  |  |  | TS-10-5.1 | Riprap, Class 2, 15" Min. Layer Thickness, Including Fabric | SY | 850 | 34 | 28900 | 46.4 | 39440 | 40.2
|  |  |  | L-107-5.1 | Type L-807, Style I-B Size 2 Wind Cone and Foundation, in Place | EA | 1 | 18000 | 18000 | 10672 | 10672 | 14336
|  |  |  | L-107-5.2 | Type L-806, Style I-B Size 1 Wind Cone and Foundation, in Place | EA | 2 | 12000 | 24000 | 5830 | 11660 | 8915
|  |  |  | L-108-5.1 | Trenching for Conduit, 18 Inch Min. Depth | LF | 9900 | 2.3 | 22770 | 2 | 19800 | 2.15
|  |  |  | L-108-5.2 | Trenching for Counterpoise, 8 Inch Min. Depth | LF | 3700 | 0.7 | 2590 | 1.55 | 5735 | 1.125
|  |  |  | L-108-5.3 | #8 AWG, 5kV, L-824, Type C Cable, Installed in Duct Bank or Conduit | LF | 6700 | 1.6 | 10720 | 1.1 | 7370 | 1.35
|  |  |  | L-108-5.4 | #6 AWG, Solid, Bare Copper Counterpoise Wire, Installed in Trench, Above the Duct Bank or Conduit, Including Connections / Terminations | LF | 9100 | 1.75 | 15925 | 1.2 | 10920 | 1.475
|  |  |  | L-108-5.5 | #6 AWG, Insulated, Stranded Equipment Bonding, Installed in Duct Bank or Conduit | LF | 5200 | 1.85 | 9620 | 0.9 | 4680 | 1.375
|  |  |  | L-108-5.6 | #8, 600v, L-824, Type C Cable Installed in Duct Bank or Conduit | LF | 4700 | 1.55 | 7285 | 1.15 | 5405 | 1.35
|  |  |  | L-108-5.7 | #6, 600v, L-824, Type C Cable Installed in Duct Bank or Conduit | LF | 9400 | 1.95 | 18330 | 1 | 9400 | 1.475
|  |  |  | L-109-5.1 | Construction of Airport Transformer Vault in Place | LS | 1 | 115000 | 115000 | 57000 | 57000 | 86000
|  |  |  | L-109-5.2 | Relocation of Existing Regulator | LS | 1 | 4280 | 4280 | 1530 | 1530 | 2905
|  |  |  | L-109-5.3 | Relocation of Existing Radio and Antenna | LS | 1 | 3595 | 3595 | 510 | 510 | 2052.5
|  |  |  | L-110-5.1 | Concrete Encased Electrical Ductbank, 4" x 4" | LF | 320 | 80 | 25600 | 71.3 | 22816 | 75.65
|  |  |  | L-110-5.2 | Non-Encased Electrical Conduit, 2" | LF | 9900 | 3.4 | 33660 | 15.3 | 151470 | 9.35
|  |  |  | L-115-5.1 | Electrical Handhole | EA | 8 | 12600 | 100800 | 11100 | 88800 | 11850
|  |  |  | L-115-5.2 | Electrical Junction Can in Turf | EA | 7 | 700 | 4900 | 610 | 4270 | 655
|  |  |  | L-125-5.3 | L- 861(T)(L) Medium Intensity Elevated Taxiway Edge Light, LED, Color Blue, Base Mounted | EA | 49 | 1370 | 67130 | 940 | 46060 | 1155
|  |  |  | L-125-5.4 | Airfield Guidance Sign (One Module) | EA | 3 | 5800 | 17400 | 2545 | 7635 | 4172.5
|  |  |  | L-125-5.5 | Airfield Guidance Sign (Two Modules) | EA | 1 | 6300 | 6300 | 3565 | 3565 | 4932.5
|  |  |  | L-125-5.6 | Airfield Guidance Sign (Three Modules) | EA | 1 | 6700 | 6700 | 4075 | 4075 | 5387.5
|  |  |  | TS-102-4.1 | Removal of Existing Airport Lighting Fixtures, Transformers, Conductors, Conduit, Concrete Foundations, and All Miscellaneous Electrical Items | EA | 1 | 14500 | 14500 | 10185 | 10185 | 12342.5
[7 empty] | TOTAL: |  | 5554428.75 |  | 5525729.75
Package 1 - Add Alternate 1 (Runway Underdrain System)
|  |  |  | Item No. | Description | Unit | Quantity | Cleary Construction, Inc. |  | Hi-Way Paving, Inc. |  | Average Unit Cost
[8 empty] | Unit Price | Total Price | Unit Price | Total Price
|  |  |  | D-705-5.4.1 | 6" Perforated Underdrain Pipe (Complete in-place, Including Porous Backfill and Filter Fabric) | LF | 6550 | 25 | 163750 | 30 | 196500 | 27.5
|  |  |  | D-705-5.4.2 | 6" Non-Perforated Underdrain Pipe | LF | 1100 | 25 | 27500 | 26 | 28600 | 25.5
|  |  |  | D-705-5.4.3 | Underdrain Outfall Headwall | EA | 23 | 800 | 18400 | 700 | 16100 | 750
|  |  |  | D-705-5.4.4 | Underdrain Cleanout | EA | 46 | 700 | 32200 | 750 | 34500 | 725
[7 empty] | TOTAL: |  | 241850 |  | 275700
Package 1 - Add Alternate 2 (Runway Lighting)
|  |  |  | Item No. | Description | Unit | Quantity | Cleary Construction, Inc. |  | Hi-Way Paving, Inc. |  | Average Unit Cost
[8 empty] | Unit Price | Total Price | Unit Price | Total Price
|  |  |  | L-108-5.1 | Trenching for Conduit, 18 Inch Min. Depth | LF | 7600 | 2.35 | 17860 | 2.05 | 15580 | 2.2
|  |  |  | L-108-5.2 | Trenching for Counterpoise, 8 Inch Min. Depth | LF | 7600 | 0.7 | 5320 | 1.55 | 11780 | 1.125
|  |  |  | L-108-5.3 | #8 AWG, 5kV, L-824, Type C Cable, Installed in Duct Bank or Conduit | LF | 7600 | 1.7 | 12920 | 1.15 | 8740 | 1.425
|  |  |  | L-108-5.4 | #6 AWG, Solid, Bare Copper Counterpoise Wire, Installed in Trench, Above the Duct Bank or Conduit, Including Connections / Terminations | LF | 7600 | 1.8 | 13680 | 1.25 | 9500 | 1.525
|  |  |  | L-108-5.5 | #6 AWG, Insulated, Stranded Equipment Bonding, Installed in Duct Bank or Conduit | LF | 7600 | 1.9 | 14440 | 0.95 | 7220 | 1.425
|  |  |  | L-110-5.2 | Non-Encased Electrical Conduit, 2" | LF | 7600 | 3.3 | 25080 | 15.3 | 116280 | 9.3
|  |  |  | L-125-5.1 | L- 861(L) Medium Intensity Elevated Runway Edge Light, LED, Color Clear - Yellow, Base Mounted | EA | 33 | 1500 | 49500 | 1030 | 33990 | 1265
|  |  |  | L-125-5.2 | L- 861(E)(L) Medium Intensity Elevated Runway Threshold Light, LED, Color Red - Green, Base Mounted | EA | 16 | 1600 | 25600 | 1130 | 18080 | 1365
|  |  |  | TS-102-4.1 | Removal of Existing Airport Lighting Fixtures, Transformers, Conductors, Conduit, Concrete Foundations, and All Miscellaneous Electrical Items | EA | 1 | 9500 | 9500 | 5090 | 5090 | 7295
[7 empty] | TOTAL: |  | 173900 |  | 226260
Package 1 - Add Alternate 3 (Additional Concrete on RWY and TWY)
|  |  |  | Item No. | Description | Unit | Quantity | Cleary Construction, Inc. |  | Hi-Way Paving, Inc. |  | Average Unit Cost
[8 empty] | Unit Price | Total Price | Unit Price | Total Price
|  |  |  | P-501-8.2 | Concrete Pavement, 1" Min. Additional Thickness | SY | 40925 | 6.3 | 257827.5 | 7.25 | 296706.25 | 6.775
[7 empty] | TOTAL: |  | 257827.5 |  | 296706.25
BACK TO INDEX

## 2A1 (2)
ID: | 2A1 |  | County: | Fentress
City: | Jamestown |  | Grand Division: | Middle
Airport: | Jamestown Municipal
Project Description: |  | Airfield Drainage Improvements
TAD #: | 89-555-0176-21
Bid Date: | 2020-02-18
Package 2 - Base Bid (RWY - 4" Asphalt / 10" FDR; TWY - 4" Asphalt / 6" Stone)
|  |  |  | Item No. | Description | Unit | Quantity | Cleary Construction, Inc. |  | Rogers Group, Inc. |  | Average Unit Cost
[8 empty] | Unit Price | Total Price | Unit Price | Total Price
|  |  |  | C-105-6.1 | Mobilization | LS | 1 | 440000 | 440000 | 395000 | 395000 | 417500
|  |  |  | TS-5 | Implementation of Construction Safety Plan | LS | 1 | 83000 | 83000 | 140000 | 140000 | 111500
|  |  |  | C-100-14.1 | Contractor Quality Control Program (CQCP) | LS | 1 | 300000 | 300000 | 205664 | 205664 | 252832
|  |  |  | C-102-5.1a | Temporary Seeding and Mulching | AC | 10 | 2200 | 22000 | 2100 | 21000 | 2150
|  |  |  | C-102-5.1f | Silt Fence (Without Backing; Includes Installation and Removal) | LF | 7600 | 1.5 | 11400 | 2 | 15200 | 1.75
|  |  |  | C-102-5.1g | Silt Fence (With Backing; Includes Installation and Removal) | LF | 2250 | 3.8 | 8550 | 4.5 | 10125 | 4.15
|  |  |  | C-102-5.1h | Enhanced Rock Check Dam | EA | 3 | 850 | 2550 | 1114 | 3342 | 982
|  |  |  | C-102-5.1i | Culvert Protection Type 1 or 2 | EA | 1 | 1700 | 1700 | 2170 | 2170 | 1935
|  |  |  | C-102-5.1j | Erosion Control Blanket | SY | 1000 | 2 | 2000 | 2.5 | 2500 | 2.25
|  |  |  | C-102-5.1k | High-Visibilty Construction Fence | LF | 1000 | 2 | 2000 | 1.8 | 1800 | 1.9
|  |  |  | C-102-5.1l | Construction Entrance (Includes Manual, 20-Foot Chain-Link Swing Gate) | EA | 2 | 20000 | 40000 | 17600 | 35200 | 18800
|  |  |  | C-102-5.1m | Sediment Tube / Wattle, 20" | LF | 600 | 6.75 | 4050 | 6.5 | 3900 | 6.625
|  |  |  | P-101-5.1 | Pavement Removal (Asphalt, 5" Typ.) | SY | 5450 | 4.15 | 22617.5 | 3.7 | 20165 | 3.925
|  |  |  | P-101-5.6 | Cold Milling, 2" Thickness | SY | 400 | 11.3 | 4520 | 10 | 4000 | 10.65
|  |  |  | P-101-5.7 | Pavement Marking Removal | SF | 50 | 230 | 11500 | 230 | 11500 | 230
|  |  |  | P-152-4.1 | Unclassified Excavation | CY | 40000 | 6.65 | 266000 | 15.4 | 616000 | 11.025
|  |  |  | P-152-4.2 | Borrow Excavation (Offsite Source) | CY | 5000 | 16.65 | 83250 | 21 | 105000 | 18.825
|  |  |  | P-152-4.3 | Undercut and Related Backfill (for Unknown Poor Subgrade Material Repairs) | CY | 1500 | 20.65 | 30975 | 44.8 | 67200 | 32.725
|  |  |  | P-207-5.1 | In-Place Full Depth Recycled (FDR) Asphalt Aggregate Base Course (16 Inch Min. Pulverization Depth, Excavation to Grade, 10 Inch Min. Mix Depth) | SY | 30150 | 7.65 | 230647.5 | 6.6 | 198990 | 7.125
|  |  |  | P-207-5.2 | Cement | TON | 1245 | 195 | 242775 | 196 | 244020 | 195.5
|  |  |  | P-209-5.1 | Crushed Aggregate Base Course (6" Depth) | SY | 12400 | 10.5 | 130200 | 11.1 | 137640 | 10.8
|  |  |  | P-401-8.1 | Asphalt Surface Course, 2 - 2" Lifts (4" Total Min. Compacted Thickness) | TON | 9800 | 154 | 1509200 | 136 | 1332800 | 145
|  |  |  | P-602-5.1 | Emulsified Asphalt Prime Coat | GAL | 3700 | 7.9 | 29230 | 6.9 | 25530 | 7.4
|  |  |  | P-603-5.1 | Emulsified Asphalt Tack Coat | GAL | 2050 | 4.7 | 9635 | 4.2 | 8610 | 4.45
|  |  |  | P-609-5.1 | Double Bituminous Surface Treatment (DBST) | SY | 30135 | 6.3 | 189850.5 | 5.6 | 168756 | 5.95
|  |  |  | P-620-5.1 | Markings (Permanent, White, Reflectorized) | SF | 19585 | 1 | 19585 | 1 | 19585 | 1
|  |  |  | P-620-5.2 | Markings (Permanent, Yellow, Reflectorized) | SF | 1915 | 1 | 1915 | 1 | 1915 | 1
|  |  |  | P-620-5.3 | Markings (Black, Non-Reflectorized) | SF | 7425 | 0.65 | 4826.25 | 0.7 | 5197.5 | 0.675
|  |  |  | P-620-5.4 | Reflective Media, Type I Beads | LB | 1310 | 1.25 | 1637.5 | 1.5 | 1965 | 1.375
|  |  |  | P-620-5.5 | Markings (Temporary, White / Yellow, Non-Reflectorized) | SF | 21500 | 1.05 | 22575 | 0.5 | 10750 | 0.775
|  |  |  | D-701-5.1 | 36" RCP, Class IV | LF | 150 | 115 | 17250 | 295 | 44250 | 205
|  |  |  | D-705-5.4.1 | 6" Perforated Underdrain Pipe (Complete in-place, Including Porous Backfill and Filter Fabric) | LF | 3725 | 22 | 81950 | 24 | 89400 | 23
|  |  |  | D-705-5.4.2 | 6" Non-Perforated Underdrain Pipe | LF | 515 | 22 | 11330 | 23 | 11845 | 22.5
|  |  |  | D-705-5.4.3 | Underdrain Outfall Headwall | EA | 14 | 825 | 11550 | 980 | 13720 | 902.5
|  |  |  | D-705-5.4.4 | Underdrain Cleanout | EA | 30 | 730 | 21900 | 2125 | 63750 | 1427.5
|  |  |  | D-705-5.4.5 | Existing Runway Underdrain Outfall Adjustment | EA | 24 | 275 | 6600 | 1380 | 33120 | 827.5
|  |  |  | D-752-5.1 | Headwall (Slope Paved) for 36 Inch Pipe | EA | 2 | 5500 | 11000 | 5540 | 11080 | 5520
|  |  |  | F-162-5.1 | Chain-Link Fence, 6-Foot Fabric Height, 3-Strand Barbed Wire | LF | 520 | 53 | 27560 | 35.4 | 18408 | 44.2
|  |  |  | T-901-5.1 | Seeding | AC | 15 | 3275 | 49125 | 2560 | 38400 | 2917.5
|  |  |  | T-904-5.1 | Sodding | SY | 12000 | 6.7 | 80400 | 6.5 | 78000 | 6.6
|  |  |  | T-905-5.1 | Topsoil (Stockpiled Onsite) | CY | 8450 | 5.4 | 45630 | 13.1 | 110695 | 9.25
|  |  |  | TS-10-5.1 | Riprap, Class 2, 15" Min. Layer Thickness, Including Fabric | SY | 850 | 34 | 28900 | 41.3 | 35105 | 37.65
|  |  |  | L-107-5.1 | Type L-807, Style I-B Size 2 Wind Cone and Foundation, in Place | EA | 1 | 18000 | 18000 | 17580 | 17580 | 17790
|  |  |  | L-107-5.2 | Type L-806, Style I-B Size 1 Wind Cone and Foundation, in Place | EA | 2 | 12000 | 24000 | 11490 | 22980 | 11745
|  |  |  | L-108-5.1 | Trenching for Conduit, 18 Inch Min. Depth | LF | 9900 | 2.3 | 22770 | 2.4 | 23760 | 2.35
|  |  |  | L-108-5.2 | Trenching for Counterpoise, 8 Inch Min. Depth | LF | 3700 | 0.7 | 2590 | 0.7 | 2590 | 0.7
|  |  |  | L-108-5.3 | #8 AWG, 5kV, L-824, Type C Cable, Installed in Duct Bank or Conduit | LF | 6700 | 1.6 | 10720 | 1.8 | 12060 | 1.7
|  |  |  | L-108-5.4 | #6 AWG, Solid, Bare Copper Counterpoise Wire, Installed in Trench, Above the Duct Bank or Conduit, Including Connections / Terminations | LF | 9100 | 1.75 | 15925 | 2 | 18200 | 1.875
|  |  |  | L-108-5.5 | #6 AWG, Insulated, Stranded Equipment Bonding, Installed in Duct Bank or Conduit | LF | 5200 | 1.85 | 9620 | 2 | 10400 | 1.925
|  |  |  | L-108-5.6 | #8, 600v, L-824, Type C Cable Installed in Duct Bank or Conduit | LF | 4700 | 1.55 | 7285 | 1.8 | 8460 | 1.675
|  |  |  | L-108-5.7 | #6, 600v, L-824, Type C Cable Installed in Duct Bank or Conduit | LF | 9400 | 1.95 | 18330 | 2 | 18800 | 1.975
|  |  |  | L-109-5.1 | Construction of Airport Transformer Vault in Place | LS | 1 | 115000 | 115000 | 117180 | 117180 | 116090
|  |  |  | L-109-5.2 | Relocation of Existing Regulator | LS | 1 | 4280 | 4280 | 4395 | 4395 | 4337.5
|  |  |  | L-109-5.3 | Relocation of Existing Radio and Antenna | LS | 1 | 3595 | 3595 | 3691 | 3691 | 3643
|  |  |  | L-110-5.1 | Concrete Encased Electrical Ductbank, 4" x 4" | LF | 320 | 80 | 25600 | 32 | 10240 | 56
|  |  |  | L-110-5.2 | Non-Encased Electrical Conduit, 2" | LF | 9900 | 3.4 | 33660 | 3.6 | 35640 | 3.5
|  |  |  | L-115-5.1 | Electrical Handhole | EA | 8 | 12600 | 100800 | 12950 | 103600 | 12775
|  |  |  | L-115-5.2 | Electrical Junction Can in Turf | EA | 7 | 700 | 4900 | 704 | 4928 | 702
|  |  |  | L-125-5.3 | L- 861(T)(L) Medium Intensity Elevated Taxiway Edge Light, LED, Color Blue, Base Mounted | EA | 49 | 1370 | 67130 | 1480 | 72520 | 1425
|  |  |  | L-125-5.4 | Airfield Guidance Sign (One Module) | EA | 3 | 5800 | 17400 | 4890 | 14670 | 5345
|  |  |  | L-125-5.5 | Airfield Guidance Sign (Two Modules) | EA | 1 | 6300 | 6300 | 5450 | 5450 | 5875
|  |  |  | L-125-5.6 | Airfield Guidance Sign (Three Modules) | EA | 1 | 6700 | 6700 | 5860 | 5860 | 6280
|  |  |  | TS-102-4.1 | Removal of Existing Airport Lighting Fixtures, Transformers, Conductors, Conduit, Concrete Foundations, and All Miscellaneous Electrical Items | EA | 1 | 14500 | 14500 | 14647 | 14647 | 14573.5
[7 empty] | TOTAL: |  | 4650489.25 |  | 4890948.5
Package 1 - Add Alternate 1 (Runway Underdrain System)
|  |  |  | Item No. | Description | Unit | Quantity | Cleary Construction, Inc. |  | Rogers Group, Inc. |  | Average Unit Cost
[8 empty] | Unit Price | Total Price | Unit Price | Total Price
|  |  |  | D-705-5.4.1 | 6" Perforated Underdrain Pipe (Complete in-place, Including Porous Backfill and Filter Fabric) | LF | 6550 | 25 | 163750 | 24 | 157200 | 24.5
|  |  |  | D-705-5.4.2 | 6" Non-Perforated Underdrain Pipe | LF | 1100 | 25 | 27500 | 23 | 25300 | 24
|  |  |  | D-705-5.4.3 | Underdrain Outfall Headwall | EA | 23 | 800 | 18400 | 980 | 22540 | 890
|  |  |  | D-705-5.4.4 | Underdrain Cleanout | EA | 46 | 700 | 32200 | 2125 | 97750 | 1412.5
[7 empty] | TOTAL: |  | 241850 |  | 302790
Package 1 - Add Alternate 2 (Runway Lighting)
|  |  |  | Item No. | Description | Unit | Quantity | Cleary Construction, Inc. |  | Rogers Group, Inc. |  | Average Unit Cost
[8 empty] | Unit Price | Total Price | Unit Price | Total Price
|  |  |  | L-108-5.1 | Trenching for Conduit, 18 Inch Min. Depth | LF | 7600 | 2.35 | 17860 | 2.4 | 18240 | 2.375
|  |  |  | L-108-5.2 | Trenching for Counterpoise, 8 Inch Min. Depth | LF | 7600 | 0.7 | 5320 | 1 | 7600 | 0.85
|  |  |  | L-108-5.3 | #8 AWG, 5kV, L-824, Type C Cable, Installed in Duct Bank or Conduit | LF | 7600 | 1.7 | 12920 | 1.8 | 13680 | 1.75
|  |  |  | L-108-5.4 | #6 AWG, Solid, Bare Copper Counterpoise Wire, Installed in Trench, Above the Duct Bank or Conduit, Including Connections / Terminations | LF | 7600 | 1.8 | 13680 | 2 | 15200 | 1.9
|  |  |  | L-108-5.5 | #6 AWG, Insulated, Stranded Equipment Bonding, Installed in Duct Bank or Conduit | LF | 7600 | 1.9 | 14440 | 2 | 15200 | 1.95
|  |  |  | L-110-5.2 | Non-Encased Electrical Conduit, 2" | LF | 7600 | 3.3 | 25080 | 3.6 | 27360 | 3.45
|  |  |  | L-125-5.1 | L- 861(L) Medium Intensity Elevated Runway Edge Light, LED, Color Clear - Yellow, Base Mounted | EA | 33 | 1500 | 49500 | 1784 | 58872 | 1642
|  |  |  | L-125-5.2 | L- 861(E)(L) Medium Intensity Elevated Runway Threshold Light, LED, Color Red - Green, Base Mounted | EA | 16 | 1600 | 25600 | 1825 | 29200 | 1712.5
|  |  |  | TS-102-4.1 | Removal of Existing Airport Lighting Fixtures, Transformers, Conductors, Conduit, Concrete Foundations, and All Miscellaneous Electrical Items | EA | 1 | 9500 | 9500 | 9960 | 9960 | 9730
[7 empty] | TOTAL: |  | 173900 |  | 195312
BACK TO INDEX

## BGF
ID: | BGF |  | County: | Franklin
City: | Winchester |  | Grand Division: | Middle
Airport: | Winchester Municipal
Project Description: |  | Runway Reconstruction and Taxiway Relocation Package 1 - Concrete
TAD #: | 25-555-0532-20
Bid Date: | 2020-03-13
Schedule 1 - 5,002' x 75' Runway Overlay
|  |  |  | Item No. | Description | Unit | Quantity | Tinsley Asphalt, LLC |  | Average Unit Cost
[8 empty] | Unit Price | Total Price
|  |  |  | C-100-1 | CONTRACTOR QC PROGRAM & TESTING | LS | 1 | 52000 | 52000 | 52000
|  |  |  | C-105-1 | MOBILIZATION | LS | 1 | 50000 | 50000 | 50000
|  |  |  | C-105-2 | STABILIZED CONSTRUCTION EXIT / STAGING AREA | LS | 1 | 2400 | 2400 | 2400
|  |  |  | C-105-3 | TEMPORARY RUNWAY CLOSURE MARKERS | LS | 1 | 2000 | 2000 | 2000
|  |  |  | C-105-4 | LOW PROFILE BARRICADES | LS | 1 | 11118 | 11118 | 11118
|  |  |  | G-020-1 | CONSTRUCTION STAKING | LS | 1 | 91057 | 91057 | 91057
|  |  |  | P-101-1 | ASPHALT MILLING | SY | 12702 | 14.8 | 187989.6 | 14.8
|  |  |  | P-101-2 | FULL DEPTH PAVEMENT REMOVAL | SY | 830 | 20 | 16600 | 20
|  |  |  | P-152-1 | UNCLASSIFIED EXCAVATION (RSA SOUTH, AREA 7 - PRICE INCLUDES STRIPPING AND REPLACING TOPSOIL WITHIN LIMITS OF DRAINAGE SWALE, 3,000 SF ±) | CY | 200 | 21.4 | 4280 | 21.4
|  |  |  | P-403-1 | ASPHALT LEVELING COURSE (DEPTH VARIES) | TON | 1200 | 110 | 132000 | 110
|  |  |  | P-401-1 | ASPHALT SURFACE OVERLAY (2") | TON | 5355 | 133.75 | 716231.25 | 133.75
|  |  |  | THD-404-1 | DBST BITUMINOUS MATERIAL | TON | 160 | 905 | 144800 | 905
|  |  |  | THD-404-2 | DBST AGGREGATE MATERIAL | TON | 1275 | 40 | 51000 | 40
|  |  |  | P-603-1 | TACK COAT | GAL | 4320 | 3 | 12960 | 3
|  |  |  | P-620-1 | PAVEMENT MARKINGS - WHITE (FIRST COAT) | SF | 32000 | 0.8 | 25600 | 0.8
|  |  |  | P-620-2 | PAVEMENT MARKINGS - WHITE (SECOND COAT) | SF | 32000 | 1.6 | 51200 | 1.6
|  |  |  | P-620-3 | PAVEMENT MARKINGS - YELLOW (FIRST COAT) | SF | 715 | 0.8 | 572 | 0.8
|  |  |  | P-620-4 | PAVEMENT MARKINGS - YELLOW (SECOND COAT) | SF | 715 | 1.6 | 1144 | 1.6
|  |  |  | D-701-1 | 24" REINFORCED CONCRETE PIPE (RCP) | LF | 664 | 123.05 | 81705.2 | 123.05
|  |  |  | D-752-1 | HEADWALL FOR 24" RCP | EA | 4 | 1210 | 4840 | 1210
|  |  |  | - | STORM TRENCH MODIFICATIONS | LS | 1 | 41787 | 41787 | 41787
|  |  |  | C-102-1 | RIP RAP APRON | TON | 310 | 26.61 | 8249.1 | 26.61
|  |  |  | T-901/908-1 | SEEDING & MULCHING | AC | 1 | 1605 | 1605 | 1605
|  |  |  | T-904-1 | SODDING | SY | 5550 | 7.49 | 41569.5 | 7.49
|  |  |  | T-905-1 | TOPSOILING (OFF-SITE) | CY | 475 | 21.4 | 10165 | 21.4
[7 empty] | TOTAL: |  | 1742872.65
Schedule 2 - Apron Overlay
|  |  |  | Item No. | Description | Unit | Quantity | Tinsley Asphalt, LLC |  | Average Unit Cost
[8 empty] | Unit Price | Total Price
|  |  |  | P-101-1 | ASPHALT MILLING | SY | 14475 | 2.5 | 36187.5 | 2.5
|  |  |  | P-152-2 | UNDERCUT (1.5' ± DEPTH) | CY | 575 | 20 | 11500 | 20
|  |  |  | P-152-3 | SHOT ROCK (1.0' ± DEPTH) | TON | 675 | 25 | 16875 | 25
|  |  |  | THD-303-1 | CRUSHED AGGREGATE BACKFILL (6" ± DEPTH) | TON | 425 | 20 | 8500 | 20
|  |  |  | P-401-1 | ASPHALT SURFACE OVERLAY (2") | TON | 2180 | 110 | 239800 | 110
|  |  |  | THD-404-1 | DBST BITUMINOUS MATERIAL | TON | 55 | 905 | 49775 | 905
|  |  |  | THD-404-2 | DBST AGGREGATE MATERIAL | TON | 430 | 40 | 17200 | 40
|  |  |  | P-603-1 | TACK COAT | GAL | 1450 | 3 | 4350 | 3
|  |  |  | P-605-1 | MINOR CRACK REPAIR (TYPE I - III) | LF | 6000 | 5.35 | 32100 | 5.35
|  |  |  | P-605-2 | MINOR CRACK REPAIR (TYPE IV) | LF | 600 | 8.03 | 4818 | 8.03
|  |  |  | P-620-3 | PAVEMENT MARKINGS - YELLOW (FIRST COAT) | SF | 1600 | 0.8 | 1280 | 0.8
|  |  |  | P-620-4 | PAVEMENT MARKINGS - YELLOW (SECOND COAT) | SF | 1600 | 1.6 | 2560 | 1.6
|  |  |  | P-620-5 | TIE-DOWN ANCHOR REMOVAL | EA | 27 | 250 | 6750 | 250
|  |  |  | P-620-6 | NEW TIE-DOWN ANCHOR | EA | 12 | 510 | 6120 | 510
|  |  |  | P-631-1 | SEAL COAT (T-HANGAR AREA ONLY) | GAL | 2000 | 5.08 | 10160 | 5.08
|  |  |  | T-904-2 | SODDING (TO INCLUDE SHOULDER PREP WORK AS REQUIRED) | SY | 720 | 8.6 | 6192 | 8.6
[7 empty] | TOTAL: |  | 454167.5
BACK TO INDEX

## FGU
ID: | FGU |  | County: | Hamilton
City: | Collegedale |  | Grand Division: | East
Airport: | Collegedale Municipal
Project Description: |  | Runway Reconstruction and Taxiway Relocation Package 2 - Asphalt
TAD #: | 25-555-0532-20
Bid Date: | 2020-05-26
|  |  |  | Item No. | Description | Unit | Quantity | Curl Construction & Excavation, LLC |  | Thomas Brothers Construction Company, Inc. |  | Average Unit Cost
[8 empty] | Unit Price | Total Price | Unit Price | Total Price
|  |  |  | SS-120-3.1 | Construction Safety & Security | LS | 1 | 10000 | 10000 | 15000 | 15000 | 12500
|  |  |  | SS-130-4.1 | Trench & Excavation Safety Systems | LS | 1 | 6000 | 6000 | 14000 | 14000 | 10000
|  |  |  | SS-140-4.1 | Demolition & Disposal | LS | 1 | 12000 | 12000 | 11500 | 11500 | 11750
|  |  |  | SS-303-4.1 | TDOT 303 Crushed Aggregate Base Course | TON | 150 | 30 | 4500 | 39 | 5850 | 34.5
|  |  |  | SS-270-5.1 | Riprap Class A-1 (18" Depth) over Type IV Geotextile | SY | 100 | 58 | 5800 | 30 | 3000 | 44
|  |  |  | SS-401-4.1 | TDOT 411D Bituminous Asphalt Surface Course | TON | 75 | 275 | 20625 | 375 | 28125 | 325
|  |  |  | C-102-5.1 | Temporary Erosion Control | LS | 1 | 3600 | 3600 | 8500 | 8500 | 6050
|  |  |  | C-105-5.1 | Mobilization | LS | 1 | 35000 | 35000 | 68000 | 68000 | 51500
|  |  |  | D-701-5.1 | 36" Class III RCP Culvert | LF | 248 | 221 | 54808 | 100 | 24800 | 160.5
|  |  |  | D-752-5.1 | 36" TDOT Type "B" Headwall | EA | 2 | 3000 | 6000 | 25000 | 50000 | 14000
|  |  |  | L-108-5.1 | Cut & Resplice Existing L-824 Cable & Counterpoise | LS | 1 | 5000 | 5000 | 35100 | 35100 | 20050
|  |  |  | P-152-4.1 | Unclassified Excavation (Culvert Soil Excavation) | CY | 3275 | 8 | 26200 | 20 | 65500 | 14
|  |  |  | P-152-4.2 | Unclassified Excavation (Culvert Soil Backfill) | CY | 3150 | 10 | 31500 | 25 | 78750 | 17.5
|  |  |  | P-152-4.3 | Stone Backfill over Culvert | CY | 425 | 45 | 19125 | 60 | 25500 | 52.5
|  |  |  | P-153-6.1 | Controlled Low Strength Material (CLSM) | CY | 45 | 150 | 6750 | 120 | 5400 | 135
|  |  |  | P-620-5.1 | White Runway Markings w/ Reflective Media | SF | 104 | 13.5 | 1404 | 10 | 1040 | 11.75
|  |  |  | T-901-5.1 | Seeding w/ Hydro-Mulch | SY | 1000 | 2 | 2000 | 2 | 2000 | 2
[7 empty] | TOTAL: |  | 250312 |  | 442065
BACK TO INDEX

## LUG
ID: | LUG |  | County: | Marshall
City: | Lewisburg |  | Grand Division: | Middle
Airport: | Ellington
Project Description: |  | Runway & Apron Asphalt Rehabilitation
TAD #: | 26-555-0198-20
Bid Date: | 2020-02-27
|  |  |  | Item No. | Description | Unit | Quantity | Guardian Electric Corp. |  | Average Unit Cost
[8 empty] | Unit Price | Total Price
|  |  |  | C-105-1 | MOBILIZATION | LS | 1 | 13500 | 13500 | 13500
|  |  |  | C-105-2 | SAFETY DEVICES | LS | 1 | 2000 | 2000 | 2000
|  |  |  | C-105-3 | PAPI FLIGHT CHECK COORDINATION (CONTRACTOR) | LS | 1 | 660 | 660 | 660
|  |  |  | L-108-5.1 | 2#6 AWG, 1#10 AWG, 600V, THWN-2 | LF | 7450 | 3.22 | 23989 | 3.22
|  |  |  | L-108-5.2 | TRENCHING | LF | 6750 | 3.26 | 22005 | 3.26
|  |  |  | L-108-5.3 | 5/8" X 10' COUNTERPOISE GROUND ROD | EA | 6 | 166 | 996 | 166
|  |  |  | L-108-5.4 | #6 AWG, SOLID, BARE COPPER COUNTERPOISE WIRE, INSTALLED IN TRENCH, INCLUDING CONNECTIONS/TERMINATIONS | LF | 150 | 3.76 | 564 | 3.76
|  |  |  | L-108-5.5 | TRENCHING - COUNTERPOISE, 18-INCH MINIMUM DEPTH | LF | 60 | 12.25 | 735 | 12.25
|  |  |  | L-109-7.1 | INSTALLATION OF POWER SUPPLY EQUIPMENT, INCLUDING ALL WIRING/CONNECTIONS TO EXISTING PANEL IN HANGAR PER PLANS | EA | 1 | 1907 | 1907 | 1907
|  |  |  | L-110-5.1 | NON-ENCASED ELECTRICAL CONDUIT, 1-WAY, 2 INCH C, 24 INCH MINIMUM COVER | LF | 6900 | 2.61 | 18009 | 2.61
|  |  |  | L-115-5.1 | ELECTRICAL JUNCTION STRUCTURE (PULL BOX) | EA | 6 | 1160 | 6960 | 1160
|  |  |  | L-125-5.1 | L-881 (L), STYLE A, PAPI LED SYSTEM | EA | 2 | 21330 | 42660 | 21330
[5 empty] | DEMOLITION of EXISTING VASI FIXTURES | EA | 2 | 682.5 | 1365 | 682.5
[7 empty] | TOTAL: |  | 135350
BACK TO INDEX

## M15
ID: | M15 |  | County: | Perry
City: | Linden |  | Grand Division: | Middle
Airport: | James Tucker Airport
Project Description: |  | Stormwater Drainage Culvert Replacement
TAD #: | 33-555-0732-20
Bid Date: | 2020-03-05
|  |  |  | Item No. | Description | Unit | Quantity | Southeast Site Services, LLC |  | Guardian Electric Corp. |  | Stansell Electric Company, Inc. |  | Average Unit Cost
[8 empty] | Unit Price | Total Price | Unit Price | Total Price | Unit Price | Total Price
|  |  |  | SS-120-3.1 | Construction Safety & Security | LS | 1 | 3000 | 3000 | 875 | 875 | 8100 | 8100 | 3991.6667
|  |  |  | SS-300-5.1 | Lockout/Tagout | LS | 1 | 3000 | 3000 | 430 | 430 | 4000 | 4000 | 2476.6667
|  |  |  | SS-300-5.2 | Electrical Panel Modifications | LS | 1 | 5000 | 5000 | 5785 | 5785 | 10700 | 10700 | 7161.6667
|  |  |  | SS-301-5.1 | Removal of REILs & Footings | LS | 1 | 5000 | 5000 | 1200 | 1200 | 4300 | 4300 | 3500
|  |  |  | SS-301-5.2 | Removal of Existing Beacon Head | LS | 1 | 5000 | 5000 | 995 | 995 | 6550 | 6550 | 4181.6667
|  |  |  | C-105-4.1 | Mobilization | LS | 1 | 15810 | 15810 | 7330 | 7330 | 12250 | 12250 | 11796.6667
|  |  |  | L-101-5.1 | Furnish & Install L-801A Medium Intensity Beacon | EA | 1 | 20000 | 20000 | 10930 | 10930 | 17800 | 17800 | 16243.3333
|  |  |  | L-103-5.1 | Refurbish & Repaint Existing Beacon Tower | LS | 1 | 14000 | 14000 | 11332 | 11332 | 20000 | 20000 | 15110.6667
|  |  |  | L-125-5.1 | Furnish & Install L-849A (L) REIL System | EA | 2 | 45230 | 90460 | 29820 | 59640 | 36000 | 72000 | 37016.6667
[7 empty] | TOTAL: |  | 161270 |  | 98517 |  | 155700
BACK TO INDEX

## M54
ID: | M54 |  | County: | Wilson
City: | Lebanon |  | Grand Division: | Middle
Airport: | Lebanon Municipal
Project Description: |  | New PAPI System
TAD #: | 59-555-0147-18
Bid Date: | 2020-05-15
|  |  |  | Item No. | Description | Unit | Quantity | Stockton Building Corp. |  | Conrad Construction (Independent) |  | Average Unit Cost
[8 empty] | Unit Price | Total Price | Unit Price | Total Price
|  |  |  | C-100-14.1 | Contractor's Quality Control Program | LS | 1 | 12500 | 12500 | 0 | 0 | 12500
|  |  |  | C-102-5.1 | Erosion Protection and Sediment Control (EPSC) | LS | 1 | 7258.75 | 7258.75 | 0 | 0 | 7258.75
|  |  |  | C-105-6.1 | Mobilization | LS | 1 | 3750 | 3750 | 0 | 0 | 3750
|  |  |  | C-105-6.2 | Construction Layout | LS | 1 | 1875 | 1875 | 0 | 0 | 1875
|  |  |  | C-105-6.3 | Project Closeout and As-Built Drawings | LS | 1 | 3750 | 3750 | 0 | 0 | 3750
|  |  |  | M-101-4.1 | Maintenance of Traffic | LS | 1 | 1875 | 1875 | 0 | 0 | 1875
|  |  |  | P-101-5.1 | Asphalt Pavement Removal | SY | 700 | 20.63 | 14441 | 0 | 0 | 20.63
|  |  |  | P-101-5.2 | Cold Milling (2.0" Depth) | SY | 900 | 22.5 | 20250 | 0 | 0 | 22.5
|  |  |  | P-101-5.3 | Miscellaneous Demolition | LS | 1 | 9562.5 | 9562.5 | 0 | 0 | 9562.5
|  |  |  | P-152-4.1.1 | Topsoil Excavation to Stockpile | CY | 365 | 36.63 | 13369.95 | 0 | 0 | 36.63
|  |  |  | P-152-4.1.2 | Excavation of Yielding Material to Off-Airport Disposal Area | CY | 50 | 37.5 | 1875 | 0 | 0 | 37.5
|  |  |  | P-152-4.2 | In-Place Embankment from On-Site or Off-Site Borrow Sources | CY | 400 | 25 | 10000 | 0 | 0 | 25
|  |  |  | P-208-5.1 | Crushed Aggregate Base Course | TON | 1600 | 31.25 | 50000 | 0 | 0 | 31.25
|  |  |  | TDOT 411 | Bituminous Plant Mix, Surface Course, Grading D | TON | 730 | 168.45 | 122968.5 | 0 | 0 | 168.45
|  |  |  | P-602-5.1 | Emulsified Asphalt Prime Coat | GAL | 800 | 12.5 | 10000 | 0 | 0 | 12.5
|  |  |  | P-603-5.1 | Emulsified Asphalt Tack Coat | GAL | 350 | 15 | 5250 | 0 | 0 | 15
|  |  |  | P-620-5.1 | Airfield Markings, Yellow with Reflective Media | SF | 210 | 8.56 | 1797.6 | 0 | 0 | 8.56
|  |  |  | P-620-5.2 | Airfield Markings, Black without Reflective Media | SF | 420 | 3.13 | 1314.6 | 0 | 0 | 3.13
|  |  |  | P-620-5.3 | 14” high Stake Mounted L-853 Blue Retroreflective Taxiway Edge Marker | EA | 8 | 215.94 | 1727.52 | 0 | 0 | 215.94
|  |  |  | D-701-5.1.1 | 15" RCP, Class III w/ Concrete Collar including Granular Backfill | LF | 15 | 208.87 | 3133.05 | 0 | 0 | 208.87
|  |  |  | D-701-5.1.2 | 19"Hx30"W Horizontal Elliptical Reinf. Concrete Pipe, Class V, Including Granular Backfill | LF | 230 | 120.19 | 27643.7 | 0 | 0 | 120.19
|  |  |  | D-701-5.2 | SDR-35 Storm Drain Pipe System for Roof Drains, All Sizes | LS | 1 | 12944.91 | 12944.91 | 0 | 0 | 12944.91
|  |  |  | D-751-5.1 | Aircraft Rated, In-Pavement Catch Basin | EA | 2 | 3175 | 6350 | 0 | 0 | 3175
|  |  |  | D-751-5.2 | Area Inlet (TDOT Std D-CB-42S) | EA | 2 | 1681.25 | 3362.5 | 0 | 0 | 1681.25
|  |  |  | D-751-5.3 | PVC Yard Inlet, Light Duty | EA | 2 | 750 | 1500 | 0 | 0 | 750
|  |  |  | D-752-5.1 | Concrete Headwall for 19"Hx30"W" Reinf. Concrete Pipe | EA | 1 | 1806.25 | 1806.25 | 0 | 0 | 1806.25
|  |  |  | D-755-5.1 | TDOT Class A-2 Riprap | TON | 50 | 28.88 | 1444 | 0 | 0 | 28.88
|  |  |  | T-904-5.1 | Sodding | SY | 1400 | 3.23 | 4522 | 0 | 0 | 3.23
|  |  |  | T-905-5.1 | Topsoil In-Place, 4" Min. Thickness | SY | 1400 | 11.55 | 16170 | 0 | 0 | 11.55
|  |  |  | U-100-4.1 | Trenching and Backfill for new Gas Service Line | LF | 250 | 25.5 | 6375 | 0 | 0 | 25.5
|  |  |  | U-100-4.2 | 1-Way, 2" Dia. Concrete Encased Ductbank for Electrical Service in Pavement or Turf | LF | 225 | 0 | 0 | 45 | 10125 | 45
|  |  |  | U-100-4.3 | Adjustments to Water Line / Valve Boxes | LS | 1 | 6968.75 | 6968.75 | 0 | 0 | 6968.75
|  |  |  | U-100-4.4.1 | 2" Dia SDR-35 Sanitary Sewer Force Line | LF | 240 | 0 | 0 | 46 | 11040 | 46
|  |  |  | U-100-4.4.2 | 4" Dia SDR-35 Sanitary Sewer Gravity Line | LF | 20 | 0 | 0 | 100 | 2000 | 100
|  |  |  | U-100-4.5 | Replacement of Sanitary Sewer Lift Station and Connections | LS | 1 | 0 | 0 | 36580 | 36580 | 36580
[7 empty] | TOTAL: |  | 445530.58
BACK TO INDEX

## MNV
ID: | MNV |  | County: | Monroe
City: | Madisonville |  | Grand Division: | East
Airport: | Monroe County
Project Description: |  | Rotating Beacon & REIL Replacement
TAD #: | 68-555-0124-20
Bid Date: | 2020-05-26
|  |  |  | Item No. | Description | Unit | Quantity | Blount Excavating, Inc. |  | Wilson Construction Group, LLC |  | Average Unit Cost
[8 empty] | Unit Price | Total Price | Unit Price | Total Price
|  |  |  | 407-20.05 | SAW CUTING ASPHALT PAVEMENT | L.F. | 935 | 5 | 4675 | 15 | 14025 | 10
|  |  |  | 725-20.71 | ELECTRICAL CONNECTION (TAXIWAY LIGHTING, CONDUIT, ETC) | LS | 1 | 315000 | 315000 | 365000 | 365000 | 340000
|  |  |  | 805-12.02 | EROSION CONTROL BLANKET (TYPE II) | S.Y. | 30000 | 1.4 | 42000 | 1.5 | 45000 | 1.45
|  |  |  | C-102-5.1a | TEMPORARY SEEDING AND MULCHING | S.Y. | 63345 | 0.35 | 22170.75 | 0.48 | 30405.6 | 0.415
|  |  |  | C-102-5.1c | ROCK CHECK DAM | EACH | 15 | 550 | 8250 | 575 | 8625 | 562.5
|  |  |  | C-102-5.1c | CATCH BASI N PROTECTION (TYPE B) | EACH | 10 | 495 | 4950 | 525 | 5250 | 510
|  |  |  | C-102-5.1e | INSTALLATION AND REMOVAL OF SILT FENCE (W/O BACKING) | L.F. | 3750 | 1.65 | 6187.5 | 1.75 | 6562.5 | 1.7
|  |  |  | C-105 | MOBILIZATION | LS | 1 | 213500 | 213500 | 260000 | 260000 | 236750
|  |  |  | C-105 | CONSTRUCTION SAFETY PLAN | LS | 1 | 190000 | 190000 | 275000 | 275000 | 232500
|  |  |  | D-701-5.1 | 18" CONCRETE PIPE CULVERT (CLASS Ill) | L.F. | 511 | 56.3 | 28769.3 | 145 | 74095 | 100.65
|  |  |  | D-701-5.1 | 24" CONCRETE PIPE CULVERT {CLASS Ill) | L.F. | 904 | 74.3 | 67167.2 | 170 | 153680 | 122.15
|  |  |  | D-701-5.1 | 36" CONCRETE PIPE CULVERT (CLASS Ill) | L.F. | 661 | 190 | 125590 | 265 | 175165 | 227.5
|  |  |  | D-751-5.2 | ADJUSTMENT OF EXISTI NG CATCHBAS!N | EACH | 1 | 1000 | 1000 | 4000 | 4000 | 2500
|  |  |  | D-751-5.2 | CATCH BASINS, TYPE 42, 0' - 4' DEPTH | EACH | 5 | 2660 | 13300 | 6500 | 32500 | 4580
|  |  |  | D-751-5.2 | CATCH BASINS, TYPE 42, > 4' - 8' DEPTH | EACH | 1 | 4210 | 4210 | 7500 | 7500 | 5855
|  |  |  | D-751-5.2 | CATCH BASINS, TYPE 42, > 8' - 12' DEPTH | EACH | 3 | 9215 | 27645 | 9500 | 28500 | 9357.5
|  |  |  | D-751-5.2 | CATCH BASINS, TYPE 42, > 12' -16' DEPTH | EACH | 1 | 13200 | 13200 | 12500 | 12500 | 12850
|  |  |  | D-752.5-2 | STRUCTURAL CONCRETE (18" ENDWALL, 4:1, 2 EA.) | C.Y. | 2 | 3050 | 6100 | 3500 | 7000 | 3275
|  |  |  | D-752.5-2 | STRUCTURAL CONCRETE (24" ENDWALL, 4:1, 7 EA.) | C.Y. | 11 | 3050 | 33550 | 3500 | 38500 | 3275
|  |  |  | D-752.5-2 | STRUCTURAL CONCRETE (36" ENDWALL, 4:1, 2 EA.) | C.Y. | 6 | 2600 | 15600 | 3500 | 21000 | 3050
|  |  |  | D-752.5-3 | REINFORCING STEEL (18" ENDWALL, 4:1, 2 EA.) | LBS | 196 | 2.75 | 539 | 4 | 784 | 3.375
|  |  |  | D-752.5-3 | REINFORCING STEEL (24" ENDWALL, 4:1, 7 EA.) | LBS | 1071 | 1.5 | 1606.5 | 4 | 4284 | 2.75
|  |  |  | D-752.5-3 | REINFORCING STEEL (36" ENDWALL, 4:1, 2 EA.) | LBS | 552 | 2.9 | 1600.8 | 4 | 2208 | 3.45
|  |  |  | D-752.5-3 | STRUCTURAL STEEL (36" ENDWALL, 4:1, 2 EA.) | LBS | 320 | 19 | 6080 | 6 | 1920 | 12.5
|  |  |  | P-101-5.1 | PAVEMENT REMOVAL (BULLHORN REMOVAL) | S.Y. | 4925 | 4 | 19700 | 15 | 73875 | 9.5
|  |  |  | P-151-4.2 | CLEARING AND GRUBBING | LS | 1 | 6600 | 6600 | 45000 | 45000 | 25800
|  |  |  | P-152-4.1 | TAXIWAY EXCAVATION (UNCLASSIFIED) | C.Y. | 12723 | 5.85 | 74429.55 | 5.25 | 66795.75 | 5.55
|  |  |  | P-152-4.1 | UNDERCUTTING | C.Y. | 20000 | 8.5 | 170000 | 7 | 140000 | 7.75
|  |  |  | P-152-4.2 | TAXIWAY BORROW EXCAVATION (UNCLASSIFIED) (TOTAL 46,198 CY) | C.Y. | 33975 | 8.5 | 288787.5 | 5 | 169875 | 6.75
|  |  |  | P-156-8.1 | CEMENT TREATED SUBGRADE (10" THICKNESS) | S.Y. | 7709 | 4.2 | 32377.8 | 4.3 | 33148.7 | 4.25
|  |  |  | P-156-8.1 | CEMENT | TON | 326 | 228.2 | 74393.2 | 220 | 71720 | 224.1
|  |  |  | P-209 | COMPACTED CRUSHED AGGREGATE BASE (6" THICKNESS) | S.Y. | 21701 | 13.6 | 295133.6 | 15.25 | 330940.25 | 14.425
|  |  |  | P-209-5.1 | MINERAL AGGREGATE, TYPE A BASE, GRADING D (MAINTENANCE STONE) | TON | 1500 | 26 | 39000 | 47 | 70500 | 36.5
|  |  |  | P-209-5.1 | MINERAL AGGREGATE (SIZE 57) (HAUL ROAD) | TON | 1587 | 28 | 44436 | 49 | 77763 | 38.5
|  |  |  | P-403 | BITUMINOUS ASPHALT SURFACE MIX (4" THICKNESS) | TON | 5395 | 145 | 782275 | 145 | 782275 | 145
|  |  |  | P-602-5.1 | EMULSIFIED ASPHALT PRIME COAT | GAL | 7595 | 3.7 | 28101.5 | 4 | 30380 | 3.85
|  |  |  | P-603-5.1 | EMULSIFIED ASPHALT TACK COAT | GAL | 2604 | 3.7 | 9634.8 | 4 | 10416 | 3.85
|  |  |  | P-620-5.1.2 | PAVEMENT STRIPING AND MARKINGS (YELLOW/TAXIWAY LEADERS)(REFLECTORIZED} | S.F. | 3090 | 2.5 | 7725 | 2.75 | 8497.5 | 2.625
|  |  |  | P-620-5.1.4 | PAVEMENT STRIPING AND MARKINGS (YELLOW/TAXIWAY LEADERS)(NON- REFLECTORIZED) | S.F. | 3090 | 2.2 | 6798 | 2.4 | 7416 | 2.3
|  |  |  | T-901-5.1 | SEEDING (1 UNIT = 1,000 SQ. FT.) | UNIT | 570 | 22 | 12540 | 25 | 14250 | 23.5
|  |  |  | T-904-5.1 | SODDING | S.Y. | 3175 | 5.5 | 17462.5 | 5.75 | 18256.25 | 5.625
|  |  |  | T-905-5.2 | TOPSOIL (OBTAINED ON SITE) | C.Y. | 6715 | 8.9 | 59763.5 | 14 | 94010 | 11.45
|  |  |  | T-908-5.1 | MULCHING | S.Y. | 63345 | 0.3 | 19003.5 | 0.35 | 22170.75 | 0.325
[7 empty] | TOTAL: |  | 3140852.5 |  | 3640793.3
BACK TO INDEX

## MOR
ID: | MOR |  | County: | Hamblen
City: | Morristown |  | Grand Division: | East
Airport: | Moore-Murrell Field
Project Description: |  | East Apron Taxilane Widening
TAD #: | 95-555-0166-20
Bid Date: | 2020-03-20
|  |  |  | Item No. | Description | Unit | Quantity | Glass Machinery |  | Junior Hommel Excavating |  | Manis Excavating |  | Average Unit Cost
[8 empty] | Unit Price | Total Price | Unit Price | Total Price | Unit Price | Total Price
|  |  |  | TDOT 717 | Mobilization | LS | 1 | 83200 | 83200 | 6000 | 6000 | 2000 | 2000 | 30400
|  |  |  | TDOT 201 | Clearing and Grubbing | LS | 1 | 9886 | 9886 | 6000 | 6000 | 1000 | 1000 | 5628.6667
|  |  |  | TDOT 202 | Removal of Structures and Obstructions | LS | 1 | 10000 | 10000 | 6000 | 6000 | 1200 | 1200 | 5733.3333
|  |  |  | TDOT 203 | Strip, Stockpile, Place, and Spread Topsoil | CY | 21 | 77.55 | 1628.55 | 25 | 525 | 47.61 | 999.81 | 50.0533
|  |  |  | TDOT 203 | Furnishing and Spreading Topsoil | CY | 100 | 172.9 | 17290 | 45 | 4500 | 61 | 6100 | 92.9667
|  |  |  | TDOT 203 | Unclassified Excavation | CY | 160 | 68.75 | 11000 | 25 | 4000 | 25 | 4000 | 39.5833
|  |  |  | TDOT 203 | Borrow Excavation (Stockpiled Material) | CY | 400 | 58.75 | 23500 | 20 | 8000 | 47.5 | 19000 | 42.0833
|  |  |  | TDOT 209 | Catch Basin Protection Type A | EA | 1 | 1248 | 1248 | 650 | 650 | 500 | 500 | 799.3333
|  |  |  | TDOT 209 | Tubes and Wattles | LF | 40 | 27 | 1080 | 25 | 1000 | 12.5 | 500 | 21.5
|  |  |  | TDOT 209 | Seeding and Mulching | AC | 0.75 | 6350 | 4762.5 | 5350 | 4012.5 | 1333.33 | 999.9975 | 4344.4433
|  |  |  | TDOT 403 | Tack Coat | TON | 0.06 | 1265 | 75.9 | 5000 | 300 | 2000 | 120 | 2755
|  |  |  | TDOT 411 | ACS Mix (PG64-22) Grading D | TON | 16 | 385 | 6160 | 450 | 7200 | 468.75 | 7500 | 434.5833
|  |  |  | TDOT 415 | Cold Planing Bituminous Pavement | SY | 200 | 24.2 | 4840 | 25 | 5000 | 29 | 5800 | 26.0667
|  |  |  | TDOT 607 | 18" Conctete Pipe Culvert (CLASS III) | LF | 254 | 143.75 | 36512.5 | 60 | 15240 | 64.5 | 16383 | 89.4167
|  |  |  | TDOT 607 | 30" Conctete Pipe Culvert (CLASS III) | LF | 131 | 253.2 | 33169.2 | 95 | 12445 | 106.6 | 13964.6 | 151.6
|  |  |  | TDOT 611 | Manholes, > 4' - 8' Depth | EA | 2 | 8423 | 16846 | 4000 | 8000 | 5625 | 11250 | 6016
|  |  |  | TDOT 611 | 36IN Endwall (Side Drain) | EA | 1 | 6260 | 6260 | 7500 | 7500 | 4012 | 4012 | 5924
|  |  |  | TDOT 611 | Catch Basins, Type 12, > 4'- 8' Depth | EA | 2 | 7658 | 15316 | 4000 | 8000 | 4322 | 8644 | 5326.6667
|  |  |  | TDOT 611 | Catch Basins, Type 12, > 8'- 12' Depth | EA | 1 | 8328.6 | 8328.6 | 4000 | 4000 | 5322 | 5322 | 5883.5333
|  |  |  | TDOT 611 | Catch Basins, Type 42, > 0'- 4' Depth | EA | 1 | 4531 | 4531 | 3400 | 3400 | 3322 | 3322 | 3751
|  |  |  | TDOT 702 | Concrete Curb | CY | 2 | 2585 | 5170 | 1500 | 3000 | 1500 | 3000 | 1861.6667
|  |  |  | TDOT 702 | Extruded Sloping Curb | LF | 95 | 28.95 | 2750.25 | 45 | 4275 | 15.8 | 1501 | 29.9167
|  |  |  | TDOT 712 | Traffic Control | LS | 1 | 11300 | 11300 | 2500 | 2500 | 1000 | 1000 | 4933.3333
|  |  |  | TDOT 740 | Geotexrile (Type IV) (Stabilization) | SY | 587 | 7.3 | 4285.1 | 5.5 | 3228.5 | 3.25 | 1907.75 | 5.35
[5 empty] | Articulated Concrete Block System | SF | 5278 | 16 | 84448 | 15.16 | 80014.48 | 13.46 | 71041.88 | 14.8733
[7 empty] | TOTAL: |  | 403587.6 |  | 204790.48 |  | 191068.0375
BACK TO INDEX

## MQY
ID: | MQY |  | County: | Rutherford
City: | Smyrna |  | Grand Division: | Middle
Airport: | Smyrna Airport
Project Description: |  | Bullhorn Removal & New Taxiway Construction
TAD #: | 62-555-0136-21
Bid Date: | 2020-05-14
|  |  |  | Item No. | Description | Unit | Quantity | Robinson Aviation (RVA) |  | Wollen, Inc. |  | Average Unit Cost
[8 empty] | Unit Price | Total Price | Unit Price | Total Price
|  |  |  | 1 | Zetron Console or EQUAL | L.S. | 2 | 15494.64 | 30989.28 | 24535 | 49070 | 20014.82
|  |  |  | 2 | VHF CM-300 V2 Transmitter or EQUAL | L.S. | 2 | 13124.95 | 26249.9 | 16269.5 | 32539 | 14697.225
|  |  |  | 3 | VHF CM-300 V2 Receiver or EQUAL | L.S. | 2 | 8514.6 | 17029.2 | 11369.5 | 22739 | 9942.05
|  |  |  | 4 | Sinclair Filters or EQUAL | L.S. | 2 | 575 | 1150 | 0 | 0 | 287.5
|  |  |  | 5 | Electro-Static Carpet | L.S. | 1 | 1454.75 | 1454.75 | 3798 | 3798 | 2626.375
|  |  |  | 6 | Window Shades | L.S. | 1 | 8229.4 | 8229.4 | 8050 | 8050 | 8139.7
|  |  |  | 7 | Plexiglass | L.S. | 3 | 115 | 345 | 3450 | 10350 | 1782.5
|  |  |  | 8 | Controller Chairs | L.S. | 3 | 402.5 | 1207.5 | 1610 | 4830 | 1006.25
|  |  |  | 9 | ATC Light Gun | L.S. | 1 | 6095.25 | 6095.25 | 5750 | 5750 | 5922.625
|  |  |  | 10 | RF Cable, Connectors Etc. | L.S. | 1 | 747.5 | 747.5 | 3589 | 3589 | 2168.25
|  |  |  | 11 | Shipping, Labor, Per Diem | L.S. | 1 | 11606.78 | 11606.78 | 11188 | 11188 | 11397.39
[7 empty] | TOTAL: |  | 105104.56 |  | 151903
BACK TO INDEX

## RNC
ID: | RNC |  | County: | Warren
City: | Mcminnville |  | Grand Division: | Middle
Airport: | Warren County Memorial
Project Description: |  | Airport Drainage
TAD #: | 32-555-0160-17
Bid Date: | 2020-09-08
|  |  |  | Item No. | Description | Unit | Quantity | Custom Construction Co. |  | Rogers Group, Inc. |  | Norris Brothers Excavating |  | Average Unit Cost
[8 empty] | Unit Price | Total Price | Unit Price | Total Price | Unit Price | Total Price
|  |  |  | C-105-5.1 | Mobilization | LS | 1 | 15000 | 15000 | 42500 | 42500 | 70000 | 70000 | 42500
|  |  |  | M-100-5.1 | Low Profile Barricades | Each | 12 | 250 | 3000 | 550 | 6600 | 300 | 3600 | 366.6667
|  |  |  | M-100-5.2 | Taxiway Closure Markers | Each | 3 | 600 | 1800 | 6125 | 18375 | 1500 | 4500 | 2741.6667
|  |  |  | P-152-4.1 | Unclassified Excavation | C.Y. | 7577 | 9 | 68193 | 8 | 60616 | 45 | 340965 | 20.6667
|  |  |  | P-152-4.2 | Regrade Ditch at Outfall | LS | 1 | 15000 | 15000 | 15000 | 15000 | 30000 | 30000 | 20000
|  |  |  | P156-5.1 | Erosion Control Blank (EC-STR-34) | SYD | 6021 | 6 | 36126 | 1.05 | 6322.05 | 2 | 12042 | 3.0167
|  |  |  | P-156-5.2 | Rock Check Dam (EC-STR-6) | Each | 4 | 300 | 1200 | 550 | 2200 | 300 | 1200 | 383.3333
|  |  |  | P-156-5.3 | Culvert Protection, Type 1 (EC-STR-11) | Each | 2 | 3000 | 6000 | 2000 | 4000 | 1500 | 3000 | 2166.6667
|  |  |  | D-752-5.1 | Extend Headwall | LS | 1 | 20000 | 20000 | 7000 | 7000 | 2500 | 2500 | 9833.3333
|  |  |  | T-901-5.1 | Seeding & Mulching | Acre | 1.25 | 3000 | 3750 | 1400 | 1750 | 4000 | 5000 | 2800
|  |  |  | F-162-5.1 | Remove Existing Fence | L.F. | 1050 | 3 | 3150 | 12 | 12600 | 5 | 5250 | 6.6667
|  |  |  | F-162-5.2 | 6' Chain Link Fence | L.F. | 809 | 12.5 | 10112.5 | 28 | 22652 | 30 | 24270 | 23.5
[7 empty] | TOTAL: |  | 183331.5 |  | 199615.05 |  | 502327
BACK TO INDEX

## 3M7
ID: | 3M7 |  | County: | Macon
City: | Lafayette |  | Grand Division: | Middle
Airport: | Lafayette Municipal
Project Description: |  | FBO Main Hangar Rehabilitation
TAD #: | 56-555-0145-20
Bid Date: | 2020-09-22
|  |  |  | Item No. | Description | Unit | Quantity | FTM Contracting, LLC.
[8 empty] | Unit Price | Total Price
|  |  |  | TS-1.1 | NEW EXTERIOR METAL SHEETING | L.S. | 1 | 161000 | 161000
|  |  |  | TS-1.3 | BIRD PROOFING | L.S. | 1 | 14000 | 14000
|  |  |  | TS-2.1 | RENOVATION OF SLIDING DOOR | L.S. | 1 | 16000 | 16000
|  |  |  | TS-2.2 | REPAIR EXTERIOR STRUCTURAL DOOR FRAME | L.S. | 1 | 25500 | 25500
|  |  |  | TS-3.1 | NEW WINDOW (5'-9"x3'-8") (MODIFY EXISTING FRAME) | EACH | 1 | 2000 | 2000
|  |  |  | TS-3.3 | NEW HOLLOW CORE INSULLATED DOOR | EACH | 3 | 3500 | 10500
|  |  |  | TS-4.1 | NEW STOREFRONT DOOR WITH INSULATING GLASS | EACH | 1 | 8800 | 8800
|  |  |  | TS-4.2 | STOREFRONT WINDOW (EAST) | L.S. | 1 | 7900 | 7900
|  |  |  | TS-4.3 | STOREFRONT WINDOW (SOUTH) | L.S. | 1 | 8200 | 8200
|  |  |  | TS-5.1 | SPRAY FOAM INSULATION | L.S. | 1 | 38000 | 38000
|  |  |  | TS-6 | MOBILIZATION/DEMOBILIZATION | L.S. | 1 | 30000 | 30000
|  |  |  | TS-7 | CONSTRUCTION SAFETY PLAN | L.S. | 1 | 1000 | 1000
|  |  |  | TS-8 | CLEANING ROOF | L.S. | 1 | 8000 | 8000
|  |  |  | TS-11.1 | EXTERIOR L.E.D. LIGHT FIXTURES | EACH | 9 | 600 | 5400
|  |  |  | TS-11.2 | INTERIOR L.E.D. LIGHT FIXTURE LIGHT FIXTURE COVER | EACH | 15 | 350 | 5250
[7 empty] | TOTAL: |  | 341550
BACK TO INDEX

## MMI
ID: | MMI |  | County: | Mcminn
City: | Athens |  | Grand Division: | East
Airport: | Mcminn County
Project Description: |  | PAPI & REILS
TAD #: | 54-555-0154-19
Bid Date: | 2020-12-10
[8 empty] | Guardian Electric Corp |  | Appalachian Foothills Contracting
|  |  |  | Item No. | Description | Unit | Quantity | Unit Price | Total Price | Unit Price | Total Price | Average Unit Price
|  |  |  | 1 | Mobilization | LS | 1 | 16600 | 16600 | 13500 | 13500 | 15050
|  |  |  | 2 | Safety Devices | LS | 1 | 6400 | 6400 | 7500 | 7500 | 6950
|  |  |  | 3 | Papi Flight Check Coordination(Contractor) | LS | 1 | 640 | 640 | 1500 | 1500 | 1070
|  |  |  | 4 | 3/C , #4 AWG, 600 V, XLP/USE , Type C L-824 Cable ( RW2 Papi) | LF | 4500 | 5.45 | 24525 | 6 | 27000 | 5.725
|  |  |  | 5 | 3/C , #6 AWG, 600 V, XLP/USE , Type C L-824 Cable ( RW20 Papi) | LF | 2100 | 4 | 8400 | 5 | 10500 | 4.5
|  |  |  | 6 | 1/C , #12 AWG, 600V, XLP/USE, REILS Signal Cable | LF | 2200 | 0.7 | 1540 | 1.5 | 3300 | 1.1
|  |  |  | 7 | 1/C , #8 AWG,5kV , L-824 C Cable (Signs/Reils) | LF | 2600 | 1.2 | 3120 | 1.5 | 3900 | 1.35
|  |  |  | 8 | #6 AWG BSDC (counterpoise)-both PAPIS | LF | 6600 | 1 | 6600 | 1.5 | 9900 | 1.25
|  |  |  | 9 | #6 AWG BSDC (counterpoise)-REIL Signal Wiring | LF | 2200 | 1 | 2200 | 1.5 | 3300 | 1.25
|  |  |  | 10 | #6 AWG BSDC (counterpoise)-Along new RW 5kV Wiring | LF | 2130 | 1 | 2130 | 1.5 | 3195 | 1.25
|  |  |  | 11 | 5/8 in * 10 in Counterpoise Gnd Rod/Connection | EA | 31 | 150 | 4650 | 125 | 3875 | 137.5
|  |  |  | 12 | Trenchingand Backfill-both 5kV RW ckt & Counterpoise | LF | 2100 | 2 | 4200 | 2 | 4200 | 2
|  |  |  | 13 | Trenching and Backfill - both Papis | LF | 6400 | 2 | 12800 | 2 | 12800 | 2
|  |  |  | 14 | Trenching and Backfill - Reils Signal Wiring | LF | 2300 | 2 | 4600 | 2 | 4600 | 2
|  |  |  | 15 | Vault- Connections/Lighting Protection Sys | LS | 1 | 8400 | 8400 | 7500 | 7500 | 7950
|  |  |  | 16 | 1.25 in PVC Conduit -Papi North | LF | 4400 | 2 | 8800 | 2 | 8800 | 2
|  |  |  | 17 | 1 in PVC Conduit -Papi South | LF | 2000 | 1.54 | 3080 | 1.75 | 3500 | 1.645
|  |  |  | 18 | 3/4 in PVC Conduit -REIL Signal Wire (RW20-2200/RW2-200) | LF | 2100 | 1.1 | 2310 | 1.5 | 3150 | 1.3
|  |  |  | 19 | 2 in Conduit-Jacked/Bored Under Existing Pavement | LF | 70 | 150 | 10500 | 100 | 7000 | 125
|  |  |  | 20 | Pull Boxes ( 11 W X 18L X 18D w/Cover) | EA | 8 | 860 | 6880 | 575 | 4600 | 717.5
|  |  |  | 21 | L-849l, Style F , Omnidirectional REIL | EA | 2 | 16480 | 32960 | 15000 | 30000 | 15740
|  |  |  | 22 | L-881(L), Style A , Papi System , Includes Surge Suppression units | EA | 2 | 20400 | 40800 | 22500 | 45000 | 21450
|  |  |  | 23 | L-881(L) LED Guidance Sign One-Mod w/lsol Transformer | EA | 1 | 1800 | 1800 | 2250 | 2250 | 2025
|  |  |  | 24 | L-858(L) LED Guidance Sign Two-Mod w/lsol Transformer | EA | 3 | 2400 | 7200 | 3000 | 9000 | 2700
|  |  |  | 25 | L-858 (L) LED Guidance Sign Three-Mod w/lsol Transformer | EA | 3 | 3280 | 9840 | 4500 | 13500 | 3890
|  |  |  | 26 | Demolition | LS | 1 | 750 | 750 | 6500 | 6500 | 3625
|  |  |  | Total Price |  |  |  |  | 231725 |  | 249870
BACK TO INDEX

## NQA
ID: | NQA |  | County: | Shelby
City: | Millington |  | Grand Division: | West
Airport: | Millington Regional Jetport
Project Description: |  | Runway Reconstruction
TAD #: | 31696-46
Bid Date: | 2020-06-12
[9 empty] | Standard Construction |  | Vucon |  | Lehman-Roberts |  | Anthony Allega |  | Average Unit Price
|  |  |  | Item No. | Pay Item No. | Item Description | Estimated Quantity | Unit | Unit Price | Total Price | Unit Price | Total Price | Unit Price | Total Price | Unit Price | Total Price
|  |  |  | 1 | PLANS | Airfield Barricades | 1 | LS | 16500 | 16500 | 8100 | 8100 | 25000 | 25000 | 32850.24 | 32850.24 | 20612.56
|  |  |  | 2 | PLANS | Temporary Runway Closure | 1 | LS | 27500 | 27500 | 7300 | 7300 | 12000 | 12000 | 343754.24 | 343754.24 | 97638.56
|  |  |  | 3 | C-100 | Contractor Quality Control Program ( QCQP) | 1 | LS | 228654.3 | 228654.3 | 288000 | 288000 | 230000 | 230000 | 843675 | 843675 | 397582.325
|  |  |  | 4 | C-102-5.1 | Erosion Control - Silt Fence (Installation & Removal) | 19000 | LF | 3.05 | 57950 | 3.2 | 60800 | 4.03 | 76570 | 5.84 | 110960 | 4.03
|  |  |  | 5 | C-102-5.2 | Erosion Control-Check Dam (Installation & Removal) | 56 | EA | 300 | 16800 | 325 | 18200 | 251.75 | 14098 | 587.32 | 32889.92 | 366.0175
|  |  |  | 6 | C-102-5.3 | Erosion Control-Construction Entrance ( Installation & Removal) | 3 | EA | 10200 | 30600 | 4000 | 12000 | 9800 | 29400 | 8681.64 | 26044.92 | 8170.41
|  |  |  | 7 | C-102-5.4 | Erosion Control - Inlet Protection ( Installation & Removal) | 34 | EA | 484.5 | 16473 | 520 | 17680 | 604.16 | 20541.44 | 1574.1 | 53519.4 | 795.69
|  |  |  | 8 | C-105 | Mobilization | 1 | LS | 1325000 | 1325000 | 787000 | 787000 | 1600000 | 1600000 | 2575839 | 2575839 | 1571959.75
|  |  |  | 9 | P-101-5.1 | Pavement Removal - Asphalt ( 10 in-19 in Thick) | 159000 | SY | 5.75 | 914250 | 6 | 954000 | 8.9 | 1415100 | 8.06 | 1281540 | 7.1775
|  |  |  | 10 | P-101-5.2 | Pavement Removal-Concrete ( 10 in-12 in Thick) | 48000 | SY | 6.15 | 295200 | 7 | 336000 | 8.13 | 390240 | 5.76 | 276480 | 6.76
|  |  |  | 11 | P-152-4.1 | Unclassified Excavation | 30000 | CY | 5.85 | 175500 | 5.1 | 153000 | 5.55 | 166500 | 27 | 810000 | 10.875
|  |  |  | 12 | P-152-4.2 | Undercut Excavation | 75000 | CY | 2.65 | 198750 | 4.3 | 322500 | 5.07 | 380250 | 14.5 | 1087500 | 6.63
|  |  |  | 13 | P-152-4.3 | Borrow Excavation | 75000 | CY | 4.8 | 360000 | 5 | 375000 | 7.2 | 540000 | 10.5 | 787500 | 6.875
|  |  |  | 14 | P-155-8.1 | Lime-Treated Subgrade | 227000 | CY | 2.4 | 544800 | 1 | 227000 | 1.03 | 233810 | 2.8 | 635600 | 1.8075
|  |  |  | 15 | P-155-8.2 | Lime | 10000 | TONS | 151.8 | 1518000 | 195 | 1950000 | 196.36 | 1963600 | 191 | 1910000 | 183.54
|  |  |  | 16 | P-209-5.1 | Crushed Aggregate Base Course - Runway Blast Pads ( 12 in Compacted Thickness) | 6700 | SY | 26.85 | 179895 | 30 | 201000 | 34.27 | 229609 | 25.83 | 173061 | 29.2375
|  |  |  | 17 | P-220-6.1 | Cement Treated Soil Base Course ( 12 in Compacted Thickness) | 144000 | SY | 1.85 | 266400 | 1.5 | 216000 | 1.68 | 241920 | 2.45 | 352800 | 1.87
|  |  |  | 18 | P-220-6.2 | Cement | 5000 | TONS | 169.7 | 848500 | 174 | 870000 | 175.22 | 876100 | 182 | 910000 | 175.23
|  |  |  | 19 | P-401-8.1 | Bituminous Asphalt Surface Course - Runway ( Gradation 2 , 4 in Compacted Thickness) | 33582 | TONS | 120 | 4029840 | 118 | 3962676 | 105.77 | 3551968.14 | 117.78 | 3955287.96 | 115.3875
|  |  |  | 20 | P-401-8.2 | Bituminous Asphalt Binder Course - Runway ( Gradation 1 , 5 in Compacted Thickness) | 41484 | TONS | 90 | 3733560 | 110.9 | 4600575.6 | 99.37 | 4122265.08 | 94.28 | 3911111.52 | 98.6375
|  |  |  | 21 | P-401-8.3 | Bituminous Asphalt Surface Course - Runway Blast Pads ( Gradation 2 , 6 in Compacted Thickness) | 2300 | TONS | 120 | 276000 | 138 | 317400 | 121.78 | 280094 | 140.25 | 322575 | 130.0075
|  |  |  | 22 | P-602-5.1 | Emulsified Asphalt Prime Coat | 45100 | GAL | 3.5 | 157850 | 4.75 | 214225 | 4.8 | 216480 | 4.95 | 223245 | 4.5
|  |  |  | 23 | P-603-5.1 | Emulsified Asphalt Tack Coat | 44435 | GAL | 3.1 | 137748.5 | 3.5 | 155522.5 | 3.2 | 142192 | 3.29 | 146191.15 | 3.2725
|  |  |  | 24 | P-620-5.1 | Temporary Pavement Marking , Non - Reflective White | 119000 | SF | 0.5 | 59500 | 0.6 | 71400 | 0.46 | 54740 | 0.54 | 64260 | 0.525
|  |  |  | 25 | P-620-5.2 | Temporary Pavement Marking, Non-Reflective Yellow | 1641 | SF | 1.1 | 1805.1 | 3.2 | 5251.2 | 1.01 | 1657.41 | 0.54 | 886.14 | 1.4625
|  |  |  | 26 | P-620-5.3 | Permanent Pavement Marking, Reflective White | 119000 | SF | 1.5 | 178500 | 0.6 | 71400 | 1.52 | 180880 | 1.06 | 126140 | 1.17
|  |  |  | 27 | P-620-5.4 | Permanent Pavement Marking Reflective Yellow | 1641 | SF | 2.1 | 3446.1 | 3.2 | 5251.2 | 2.02 | 3314.82 | 0.78 | 1279.98 | 2.025
|  |  |  | 28 | P-620-5.5 | Permanent Pavement Marking , Reflective Red | 600 | SF | 3.1 | 1860 | 11 | 6600 | 3.03 | 1818 | 3.6 | 2160 | 5.1825
|  |  |  | 29 | P-620-5.6 | Permanent Pavement Markings , Black | 3345 | SF | 2.1 | 7024.5 | 0.6 | 2007 | 2.02 | 6756.9 | 0.6 | 2007 | 1.33
|  |  |  | 30 | S-102-6.1 | Porous Bituminous Base Course ( 4 in Compacted Thickness) | 144000 | SY | 15 | 2160000 | 15.9 | 2289600 | 14.75 | 2124000 | 15.42 | 2220480 | 15.2675
|  |  |  | 31 | D-701-5.1 | 15 in Reinforced Concrete Pipe ( RCP) Type 3 | 136 | LF | 57.5 | 7820 | 54 | 7344 | 60.45 | 8221.2 | 116.76 | 15879.36 | 72.1775
|  |  |  | 32 | D-705-5.1 | 6 in Perforated HDPE Pipe Complete ( Including Porous Backfill and Filter Fabric) | 16320 | LF | 18.8 | 306816 | 20.3 | 331296 | 18.63 | 304041.6 | 14.01 | 228643.2 | 17.935
|  |  |  | 33 | D-705-5.2 | 6 in Solid HDPE Pipe Complete ( Including Porous Backfill & Filter Fabric) | 7300 | LF | 15.3 | 111690 | 16.5 | 120450 | 15.15 | 110595 | 38.23 | 279079 | 21.295
|  |  |  | 34 | D-705-5.3 | Lateral Outfall | 30 | EA | 1225 | 36750 | 1315 | 39450 | 1210 | 36300 | 3099.31 | 92979.3 | 1712.3275
|  |  |  | 35 | D-751-5.1 | 22 in * 22 in Catch Basin With Grate Inlet | 1 | EA | 6250 | 6250 | 3600 | 3600 | 5034.58 | 5034.58 | 10000 | 10000 | 6221.145
|  |  |  | 36 | T-901-5.1 | Seeding | 57 | AC | 1377 | 78489 | 1480 | 84360 | 2265.52 | 129134.64 | 2520 | 143640 | 1910.63
|  |  |  | 37 | T-904-5.1 | Sodding | 4075 | SY | 3.15 | 12836.25 | 3.4 | 13855 | 4.03 | 16422.25 | 8.4 | 34230 | 4.745
|  |  |  | 38 | T-905-5.1 | Topsoil ( Obtained On Site) | 35000 | CY | 3.8 | 133000 | 4.3 | 150500 | 4.88 | 170800 | 10.14 | 354900 | 5.78
|  |  |  | 39 | T-908-5.1 | Mulching | 57 | AC | 357 | 20349 | 384 | 21888 | 755.17 | 43044.69 | 1200 | 68400 | 674.0425
|  |  |  | 40 | L-108-1.1 | Trench for TW Edge Lighting Circuit Conduit and Counterpoise | 1600 | LF | 2.35 | 3760 | 2.8 | 4480 | 2.28 | 3648 | 15.5 | 24800 | 5.7325
|  |  |  | 41 | L-108-1.2 | Trench For RW Edge Lighting Circuit Conduit and Counterpoise | 15400 | LF | 2.35 | 36190 | 2.8 | 43120 | 2.28 | 35112 | 15.5 | 238700 | 5.7325
|  |  |  | 42 | L-108-1.3 | Trench for Papi Circuit , 600 Volt Cable | 100 | LF | 2.35 | 235 | 2.8 | 280 | 2.28 | 228 | 11.5 | 1150 | 4.7325
|  |  |  | 43 | L-108-2.1 | Underground Cable , No.8 AWG , 5kV, L-824 , Type C Cable , Installled In Existing Conduit | 5500 | LF | 1.8 | 9900 | 2.1 | 11550 | 1.69 | 9295 | 1.9 | 10450 | 1.8725
|  |  |  | 44 | L-108-2.2 | Underground Cable , No.8 AWG, 5kV, L-824 , Type C Cable , Installed in New Conduit | 22500 | LF | 3.7 | 83250 | 4.5 | 101250 | 3.62 | 81450 | 1.9 | 42750 | 3.43
|  |  |  | 45 | L-108-3.1 | Counterpoise Wire , No.6 AWG , Soild , Bare Counterpoise Wire , Installed in Trench , Including Ground Rods and Ground Connectors | 17400 | LF | 1.95 | 33930 | 2.4 | 41760 | 1.93 | 33582 | 1.4 | 24360 | 1.92
|  |  |  | 46 | L-108-4.1 | PAPI Underground Cable ,2-#10 AWG , 600V, L-824, Type B/C Cable, /w #10 Ground w/ Green insulation , installed in conduit | 100 | LF | 4.7 | 470 | 5.8 | 580 | 4.71 | 471 | 9 | 900 | 6.0525
|  |  |  | 47 | L-108-5.1 | L-823 Cable Splice for 5KV L-824 Cables | 14 | EA | 116 | 1624 | 142 | 1988 | 114.79 | 1607.06 | 160 | 2240 | 133.1975
|  |  |  | 48 | L-108-5.2 | Cable Splice for 600V L-824 Cables | 8 | EA | 125 | 1000 | 154 | 1232 | 124.45 | 995.6 | 160 | 1280 | 140.8625
|  |  |  | 49 | L-108-6.1 | Series Circuit Cutout Enclosure , Relocation , Modifications , and Regulator Calibrations , Complete | 3 | LS | 1470 | 4410 | 1790 | 5370 | 1449.93 | 4349.79 | 10667 | 32001 | 3844.2325
|  |  |  | 50 | L-110-5.1 | Underground Electrical Reil Power Conduit , 2 in PVC , Complete in place | 500 | LF | 26.7 | 13350 | 32.6 | 16300 | 26.38 | 13190 | 15.5 | 7750 | 25.295
|  |  |  | 51 | L-110-5.2 | Concerte Encased REIL Control Conduit , 2 In PVC , Complete in Place | 500 | LF | 36.3 | 18150 | 44.3 | 22150 | 35.84 | 17920 | 45 | 22500 | 40.36
|  |  |  | 52 | L-110-5.3 | Underground Electrical PAPI Power Conduit from XFMR to 1st PAPI Unit , 2 in PVC, Complete in Place | 500 | LF | 26.7 | 13350 | 32.6 | 16300 | 26.38 | 13190 | 15.5 | 7750 | 25.295
|  |  |  | 53 | L-110-6.1 | Directional Bore , 2-2 in PVC , Complete in Place | 100 | LF | 36.7 | 3670 | 44.8 | 4480 | 36.25 | 3625 | 180 | 18000 | 74.4375
|  |  |  | 54 | L-125-1.1 | Remove Existing Base Mounted TW/RW Light , Cable , Bases , and Transformer , ready for grading | 32 | EA | 440 | 14080 | 537.5 | 17200 | 434.98 | 13919.36 | 1272 | 40704 | 671.12
|  |  |  | 55 | L-125-1.2 | Remove all Existing Base Mounted RW Threshold Lights at The end of the runway, Including used and blank Bases, Cable , and Transformer , ready for grading | 2 | LS | 440 | 880 | 537.5 | 1075 | 434.98 | 869.96 | 6660 | 13320 | 2018.12
|  |  |  | 56 | L-125-1.3 | Remove Existing Base Mounted Ingrade RW Light , Cable , Bases, and Transformer , ready for grading | 5 | EA | 440 | 2200 | 537.5 | 2687.5 | 434.98 | 2174.9 | 2762 | 13810 | 1043.62
|  |  |  | 57 | L-125-1.4 | Remove Existing Base Mounted for REIL Light , Cable , Bases , and Transformer , ready for grading | 4 | EA | 2100 | 8400 | 2540 | 10160 | 2054.07 | 8216.28 | 2578 | 10312 | 2318.0175
|  |  |  | 58 | L-125-2.1 | Re-Install Existing L-861T T/W Edge Light , Medium Intensity Quartz , and Transformer, and New Base Mounting , Complete in Place | 30 | EA | 735 | 22050 | 896 | 26880 | 724.97 | 21749.1 | 1625 | 48750 | 995.2425
|  |  |  | 59 | L-125-2.2 | Install New L-861 T/W Edge Light , Medium Intensity Quartz , and transformer , and New Base Mounting , Complete in Place | 14 | EA | 940 | 13160 | 1150 | 16100 | 930.63 | 13028.82 | 1680 | 23520 | 1175.1575
|  |  |  | 60 | L-125-3.1 | Install New L-862E (L) R/W Edge Light, High Intensity (LED), and Transformer, Mounted on Existing Base , Complete in Place | 73 | EA | 1450 | 105850 | 1775 | 129575 | 1435.81 | 104814.13 | 1450 | 105850 | 1527.7025
|  |  |  | 61 | L-125-3.3 | Install New L-862E(L) R/W Threshold Light High intensity (LED), and Transformer ,Mounted on Existing Base , Complete in Place | 16 | EA | 1500 | 24000 | 1830 | 29280 | 1483 | 23728 | 1475 | 23600 | 1572
|  |  |  | 62 | L-125-4.1 | Install New L-849l(L) REIL Light System ( LED) , Type L , Style E , and New Concerte | 2 | EA | 12000 | 24000 | 14730 | 29460 | 11919.76 | 23839.52 | 11500 | 23000 | 12537.44
|  |  |  | 63 | L-125-5.1 | Remove Existing Size 3 Directional Sign and Save for Reinstallation , remove sign foundation and base for grading . Install new sign foundation and reinstall Directional Sign. Renovate Sign With new LED Internal Lighting System,Complete in place | 5 | EA | 7250 | 36250 | 8850 | 44250 | 7163.1 | 35815.5 | 15745 | 78725 | 9752.025
|  |  |  | 64 | L-125-5.2 | Renovate existing Size 3 Directional Sign with new LED Internal Lighting System , Complete in Place | 6 | EA | 6555 | 39330 | 8000 | 48000 | 6465.84 | 38795.04 | 6700 | 40200 | 6930.21
|  |  |  | 65 | L-125-5.3 | Install New Size 3 Directional Sign , L-858(L), LED Internal Lighted on New Foundation and Base complete in Place | 1 | EA | 4800 | 4800 | 5860 | 5860 | 4743.38 | 4743.38 | 13000 | 13000 | 7100.845
|  |  |  | 66 | L-125-5.4 | Remove Existing Size 4 distance to end of runway sign and save for reinstallation,remove sign foundation and base for grading . Install new sign foundation and reinstall Directional sign.Renovate sign with new LED Internal Lighting System,Complete in Place | 5 | EA | 5725 | 28625 | 7000 | 35000 | 5654.32 | 28271.6 | 15745 | 78725 | 8531.08
|  |  |  | 67 | L-125-5.5 | Renovate Existing Size 4 Distance to end of runway Sign With New LED Internal Lighting System, Complete in Place | 2 | EA | 3750 | 7500 | 4570 | 9140 | 3696.08 | 7392.16 | 4500 | 9000 | 4129.02
|  |  |  | 68 | L-125-6.1 | Spare Parts | 1 | LS | 4700 | 4700 | 5730 | 5730 | 4637.83 | 4637.83 | 3288 | 3288 | 4588.9575
|  |  |  | 69 | L-150-1.1 | Remove Existing PAPI 4-Light Units , conduits/conductors and existing pad/bases, complete for grading | 2 | EA | 3672 | 7344 | 4500 | 9000 | 3624.83 | 7249.66 | 3964 | 7928 | 3940.2075
|  |  |  | 70 | L-150-5.1 | Install New L-880(L), LED Precision Approach Path Indicator , 4 Light Unit , 208V Power , New concrete Pad Base can , conduits , and system conductors, complete in place | 2 | EA | 36600 | 73200 | 44700 | 89400 | 36156.39 | 72312.78 | 65000 | 130000 | 45614.0975
|  |  |  | 71 | 260000-3.1 | 15kV #2 Cable Rework to New Transformer | 1 | LS | 4665 | 4665 | 5700 | 5700 | 4605.95 | 4605.95 | 12000 | 12000 | 6742.7375
|  |  |  | 72 | 260000-3.2 | 15kV #2 Cable Terminations | 3 | EA | 1220 | 3660 | 1500 | 4500 | 1203.75 | 3611.25 | 1050 | 3150 | 1243.4375
|  |  |  | 73 | 260519-1.1 | 2(4-500KCML,#1/0G, 4 in C)-Service | 25 | LF | 332.5 | 8312.5 | 405 | 10125 | 328.28 | 8207 | 250 | 6250 | 328.945
|  |  |  | 74 | 260519-1.2 | 2(4-350KCML,#1/0G, 4 in C)-Generator | 35 | LF | 281 | 9835 | 343 | 12005 | 277.71 | 9719.85 | 190 | 6650 | 272.9275
|  |  |  | 75 | 260519-1.3 | 2(2-500KCMIL,#2/0G)-100kVA XFMR | 130 | LF | 91.3 | 11869 | 111 | 14430 | 90.19 | 11724.7 | 90 | 11700 | 95.6225
|  |  |  | 76 | 260519-1.4 | 2-500KCMIL,#2/0G-50kVA XFMR | 130 | LF | 47 | 6110 | 57.5 | 7475 | 46.52 | 6047.6 | 45 | 5850 | 49.005
|  |  |  | 77 | 260519-1.5 | 4-350KCMIL,#4G-Panel C | 110 | LF | 62.5 | 6875 | 76 | 8360 | 61.78 | 6795.8 | 67 | 7370 | 66.82
|  |  |  | 78 | 260519-1.6 | 4-350 KCMIL -Panel 3rd Floor | 140 | LF | 62.5 | 8750 | 76 | 10640 | 61.78 | 8649.2 | 55 | 7700 | 63.82
|  |  |  | 79 | 260519-1.7 | 4-#2/0,#6G-Panel MA | 110 | LF | 30.1 | 3311 | 36.8 | 4048 | 29.77 | 3274.7 | 41 | 4510 | 34.4175
|  |  |  | 80 | 260519-1.8 | 4-#1-Panel A/C Upstairs | 110 | LF | 19.3 | 2123 | 23.6 | 2596 | 19.1 | 2101 | 26.36 | 2899.6 | 22.09
|  |  |  | 81 | 260533-1.1 | 5(4in Conduits) Directional Bore From Vault To EMH-3-Power Feeds | 50 | LF | 116.2 | 5810 | 142 | 7100 | 114.79 | 5739.5 | 220 | 11000 | 148.2475
|  |  |  | 82 | 260533-1.2 | 2(4in Conduits) Directional Bore From Vault To XFMR To EMH-2-XFMR | 35 | LF | 61.2 | 2142 | 75 | 2625 | 60.41 | 2114.35 | 120 | 4200 | 79.1525
|  |  |  | 83 | 260533-1.3 | 2( 4 in Conduits) Directional Bore From Vault To EMH-2-Lighting Circuit | 50 | LF | 61.2 | 3060 | 75 | 3750 | 60.41 | 3020.5 | 120 | 6000 | 79.1525
|  |  |  | 84 | 260533-2.1 | 4in Conduit Connection To EMH | 11 | EA | 325 | 3575 | 400 | 4400 | 320.19 | 3522.09 | 43.64 | 480.04 | 272.2075
|  |  |  | 85 | 261840-4.1 | Medium Voltage Power Cable Testing | 1 | LS | 13000 | 13000 | 15900 | 15900 | 12837.95 | 12837.95 | 7500 | 7500 | 12309.4875
|  |  |  | 86 | 262210-1.1 | Pad Mounted Transformer, 3-phase,12470 to 208Y/120V | 1 | LS | 77200 | 77200 | 94200 | 94200 | 76230.84 | 76230.84 | 72400 | 72400 | 80007.71
|  |  |  | 87 | 262416-1.1 | Panel MDP-800 Amp , 3-Pole , 208/120V, Installed | 1 | LS | 34576 | 34576 | 42200 | 42200 | 34131.96 | 34131.96 | 21800 | 21800 | 33176.99
|  |  |  | 88 | 263213-1.1 | 125 KW Generator, Natural Gas , Installed | 1 | LS | 105500 | 105500 | 128800 | 128800 | 104208.51 | 104208.51 | 52600 | 52600 | 97777.1275
|  |  |  | 89 | 263600-1.1 | Ats-800 Amp , 3-Pole , 208/120V Installed | 1 | LS | 3568 | 3568 | 4350 | 4350 | 3522.13 | 3522.13 | 20600 | 20600 | 8010.0325
|  |  |  | 90 | Plans | Airfield Lighting Vault | 1 | LS | 186000 | 186000 | 227000 | 227000 | 183651.07 | 183651.07 | 56000 | 56000 | 163162.7675
|  |  |  | 91 | Addendum 1 | Natural Gas Line | 1 | LS | 5500 | 5500 | 8200 | 8200 | 6645.53 | 6645.53 | 24000 | 24000 | 11086.3825
|  |  |  | Alternate #1 |  |  | 1 | LS | 95500 | 95500 | 73000 | 73000 | 100000 | 100000 | 12000 | 12000 | 70125
[8 empty] | Total Price |  | 19627006.25 |  | 20676273 |  | 21085081.7 |  | 25890410.97
[8 empty] | Total Price With Alternate #1 |  | 19722506.25 |  | 20749273 |  | 21185081.7 |  | 25902410.97
BACK TO INDEX